## Cover Page
PROPOSED INSTITUTIONAL DEVELOPMENT
FOR
FAMILY ALTER PROPHETIC MINISTRIES INTERNATIONAL ON PLOT 2, BUGUNDA CLOSE, FORT PORTAL CITY
BILL OF QUANTITIES
PREPARED BY
DAISY AKALLAH KAZOOBA
October 2025.

## Main Summary
No. | Description | Unit | Qty | Total Labour & Eqpt Amount USD | Materials Total USD | TOTAL USD
MAIN SUMMARY
1 | Main Building |  |  | 22401.942 | 88731.7234 | 111133.6654
2 | Mechanical and Electrical Installations |  |  |  |  | 14794.2029
3 | External Works |  |  | 2454.2029 | 12299.0435 | 14753.2464
| SUBTOTAL 1 |  |  | 24856.1449 | 101030.7668 | 140681.1147
| ADD 5% Preliminaries(water, power, scaffolding, transport of materials etc) | % |  |  |  | 7034.0557
| SUBTOTAL 2 |  |  |  |  | 147715.1704
| ADD 5% Contigencies | % |  |  |  | 7385.7585
| GRAND TOTAL |  |  |  |  | 155100.9289

## Main Building Summary
No. | Description | Unit | Qty | Total Labour & Eqpt Amount USD | Materials Total USD | TOTAL USD
MAIN BUILDING SUMMARY
1 | SUBSTRUCTURE |  |  | 4365.1594 | 14441.7053 | 18806.8647
2 | REINFORCED CONCRETE STRUCTURE |  |  | 4360.6957 | 23350.6818 | 27711.3775
3 | WALLING |  |  | 1919.8551 | 10045.4348 | 11965.2899
4 | ROOF |  |  | 2136.2319 | 6970.1449 | 9106.3768
5 | WINDOWS |  |  | 979.4203 | 9484.9275 | 10464.3478
6 | DOORS |  |  | 585.5072 | 5772.742 | 6358.2493
7 | PLASTER |  |  | 4624.3478 | 6052.1739 | 10676.5217
8 | PAINTING |  |  | 1755.3623 | 3618.8406 | 5374.2029
9 | FLOOR FINISHES |  |  | 997.1014 | 8145.7971 | 9142.8986
10 | STONE CLADDING |  |  | 678.2609 | 849.2754 | 1527.5362
| TOTAL CARRIED TO MAIN SUMMARY |  |  | 22401.942 | 88731.7234 | 111133.6654

## Main Building
BOQ |  | LABOUR COST |  |  |  | MATERIAL COST
Item | Description | Unit | Qty | Labour USD | Total Labour USD | Material Description | Unit | Qty | Market price USD | Amount USD
BILL NO. 1:
ELEMENT NO.1: SUBSTRUCTURE (ALL PROVISIONAL)
1 | Clear site of all trees, bushes, shrubs and under growth including grubbing up roots and removing away from site | SM | 518 | 0.86957 | 450.4348 | Labour item | [15 empty] | 0.00024845
2 | Excavate foundation trench not exceeding 1.5 m deep commencing at reduced level | C.M | 93 | 1.7391 | 161.7391 | Labour item
3 | Excavate foundation pads not exceeding 1.5 m deep commencing at reduced level | C.M | 74 | 1.7391 | 128.6957 | Labour item
4 | Allow for excavation in rock or other abnormally hard material at the descretion of the Engineer | C.M | 5 | 14.4928 | 72.4638 | Labour item
Disposal of excavated material
5 | Remove surplus spoil from site | C.M | 44 | 4.3478 | 191.3043 | Labour item
6 | Backfill and compact excavated material to sides of foundations | C.M | 128 | 2.3188 | 296.8116 | Labour item
7 | Approved marrum fill to make up levels; well rolled and compacted in layers NE 250mm th and to Not less than 150mm th , all to 95% MDD to Engineer's approval | C.M | 30.2 | 2.3188 | 70.029 | Labour item
Planking and strutting
8 | Allow for Planking and strutting to sides of excavations; keep all excavations free from all fallen materials | Item | 1 | 72.4638 | 72.4638 | Labour item
Disposal of water
9 | Keep all excavations free from water from any source | Item | 1 | 72.4638 | 72.4638 | Labour item
Hardcore filling
10 | Approved hardcore filling 150mm thick compacted and consolidated on well compacted approved ground | CM | 151 | 1.7391 | 262.6087 | Hardcore | Trips | 12 | 63.7681 | 765.2174
11 | 50mm Thick sand blinding on top of hardcore | S.M | 151 | 0.28986 | 43.7681 | Sand | Trips | 2.5167 | 14.4928 | 36.4734
12 | Approved anti-termite treatment applied according to Manufacture's Instructions | S.M | 668 | 0.14493 | 96.8116 | Termidor | Tin | 2.672 | 43.4783 | 116.1739
| Carried to collection |  |  |  | 1919.5942 |  |  |  |  | 917.8647
Sawn formwork to
13 | Edges/ Sides of slab | LM | 65 | 0.86957 | 56.5217 | Kirundu | pcs | 274 | 2.8986 | 794.2029
14 | Sides of columns | S.M | 36 | 2.3188 | 83.4783 | timber 4x2 | pcs | 122 | 2.029 | 247.5362
15 | Sides of ground beams | S.M | 88 | 2.3188 | 204.058 | Props | pcs | 95 | 1.4493 | 137.6812
|  |  | 137 |  |  | Nails (assorted) | kg | 69 | 1.4493 | 100
Mass concrete class 15 mechanically vibrated in
16 | 50mmth Pad Blinding | SM | 50 | 0.65217 | 32.6087 | Cement | Bags | 160 | 8.6957 | 1391.3043
17 | Strip footing | CM | 12 | 13.0435 | 156.5217 | Sand | Tons | 27 | 14.4928 | 391.3043
18 | Ditto; 150mm thick slab | SM | 180 | 1.9565 | 352.1739 | Aggregates | Tons | 54 | 17.3913 | 939.1304
| Concrete class 20 mechanically vibrated in |  | 41.5 |  | 0
19 | Columns bases | CM | 20 | 13.0435 | 260.8696 | Cement | Bags | 224 | 8.6957 | 1947.8261
20 | Columns | CM | 3 | 13.0435 | 39.1304 | Sand | Tons | 20 | 14.4928 | 289.8551
21 | Ground beams | CM | 9 | 13.0435 | 117.3913 | Aggregates | Tons | 37 | 17.3913 | 643.4783
|  |  | 32 |  | 0
| High tensile ribbed, bar reinforcement to BS 4461 abd in column bases |  |  |  | 0 |  |  |  |  | 0
22 | T12 | KG | 705 | 0.2029 | 143.0435 | T12 | Pcs | 74 | 11.0145 | 815.0725
|  |  | 705 |  | 0 | Binding wire | Rolls | 1 | 33.3333 | 33.3333
| High tensile ribbed, bar reinforcement to BS 4461 abd in columns |  |  |  | 0 |  |  |  |  | 0
23 | T16 | KG | 626 | 0.2029 | 127.0145 | T16 | Pcs | 37 | 19.7101 | 729.2754
24 | R8 | KG | 117 | 0.2029 | 23.7391 | T8 | Pcs | 28 | 5.5072 | 154.2029
|  |  | 743 |  | 0 | Binding wire | Rolls | 1 | 33.3333 | 33.3333
| High tensile ribbed, bar reinforcement to BS 4461 abd in ground beams |  |  |  | 0 |  |  |  |  | 0
25 | T16 | KG | 1013 | 0.2029 | 205.5362 | T16 | Pcs | 60 | 19.7101 | 1182.6087
26 | R8 | KG | 320 | 0.2029 | 64.9275 | R8 | Pcs | 75 | 5.5072 | 413.0435
|  |  | 1333 |  | 0 | Binding wire | Rolls | 3 | 33.3333 | 100
| STEEL FABRIC REINFORCEMENT TO BS 4483 AS DESCRIBED |  |  |  | 0 |  |  |  |  | 0
27 | A142 Fabric mesh reinforcement weighing 2.22Kg Per square meter fixed in slab | S.M | 180 | 0.57971 | 104.3478 | BRC A142 | Rolls | 2 | 318.8406 | 637.6812
| Carried to collection |  |  |  | 1971.3623 |  |  |  |  | 10980.8696
| Walling |  |  |  | 0 |  |  |  |  | 0
| Burnt clay brick walling from approved source in cement: sand (1:3) mortar |  |  |  | 0 |  |  |  |  | 0
28 | 200mm Walls with hoop iron every two courses | SM | 182 | 2.3188 | 422.029 | Burnt clay bricks | Pcs | 12813 | 0.072464 | 928.4783
[5 empty] | 0 | Cement | Bags | 67 | 8.6957 | 582.6087
[5 empty] | 0 | Sand | Tons | 28 | 14.4928 | 405.7971
[5 empty] | 0 | Hoop iron | Rolls | 36 | 14.4928 | 521.7391
| Sundries |  |  |  | 0 |  |  |  |  | 0
29 | 1000 Gauge polythene damp proof membrane double lock, welted and taped joints | S.M | 180 | 0.28986 | 52.1739 | DPM | Roll ) | 3 | 34.7826 | 104.3478
| Carried to collection |  |  |  | 474.2029 |  |  |  |  | 2542.971
COLLECTION
| Total B/F from page 1 |  |  |  | 1919.5942 |  |  |  |  | 917.8647
| Total B/F from page 2 |  |  |  | 1971.3623 |  |  |  |  | 10980.8696
| Total B/F from page 3 |  |  |  | 474.2029 |  |  |  |  | 2542.971
| TOTAL CARRIED TO MAIN BUILDING SUMMARY |  |  |  | 4365.1594 |  |  |  |  | 14441.7053
ELEMENT NO.2
REINFORCED CONCRETE SUPERSTRUCTURE
Ground floor
Vibrated reinforced concrete class 20
1 | Columns | CM | 7 | 13.0435 | 91.3043 | Cement | Bags | 297 | 8.6957 | 2582.6087
2 | Beams | CM | 14 | 13.0435 | 182.6087 | Sand | Tons | 26 | 14.4928 | 376.8116
3 | 150mmth solid slab | SM | 16 | 1.9565 | 31.3043 | Aggregates | Tons | 50 | 17.3913 | 869.5652
4 | Staircase | CM | 5 | 13.0435 | 65.2174
5 | 200mm thick grade C25 mix ratio 1:2:4 Insitu reinforced maxpan slab comprising of 300x300x150mm maxpans, 200mm wide x 150mm high concrete ribs, and 50mm thick concrete topping reinforced with A142 BRC mesh all to engineers detail and specification to: | SM | 127 | 3.4783 | 441.7391 | Max pan | Pcs | 1118 | 1.4203 | 1587.8841
|  |  | 42.37 |  | 0 | BRC A142 | Rolls | 1 | 318.8406 | 318.8406
| High tensile ribbed, bar reinforcement to BS 4461 abd in columns |  |  |  | 0 |  |  |  |  | 0
6 | T16 | KG | 1251 | 0.2029 | 253.8261 | T16 | Pcs | 73.0732 | 19.7101 | 1440.2841
7 | T8 | KG | 313 | 0.2029 | 63.5072 | T8 | Pcs | 73.0391 | 5.5072 | 402.2442
|  |  | 1564 |  | 0 | Binding wire | Rolls | 3 | 33.3333 | 100
| High tensile ribbed, bar reinforcement to BS 4461 abd in Beams |  |  |  | 0 |  |  |  |  | 0
8 | T16 | KG | 1431 | 0.2029 | 290.3478 | T16 | Pcs | 83.5874 | 19.7101 | 1647.5192
9 | T8 | KG | 395 | 0.2029 | 80.1449 | T8 | Pcs | 92.1739 | 5.5072 | 507.6244
|  |  | 1826 |  | 0 | Binding wire | Rolls | 4 | 33.3333 | 133.3333
| High tensile ribbed, bar reinforcement to BS 4461 abd in suspended solid slab and staircase |  |  |  | 0 |  |  |  |  | 0
10 | T12 | KG | 1557 | 0.2029 | 315.913 | T12 | Pcs | 161.6157 | 11.0145 | 1780.1155
11 | T10 | KG | 245 | 0.2029 | 49.7101 | T10 | Pcs | 36.4236 | 7.5362 | 274.4964
|  |  | 1557 |  | 0 | Binding wire | Rolls | 3 | 33.3333 | 100
| Carried to collection |  |  |  | 1865.6232 |  |  |  |  | 12121.3272
| FORMWORK TO:- |  |  |  | 0 |  |  |  |  | 0
12 | Sides of columns | S.M | 109 | 2.3188 | 252.7536 | Kirundu timber | pcs | 892 | 2.8986 | 2585.5072
13 | Sides and soffits of beams | S.M | 157 | 2.3188 | 364.058 | timber 4x2 | pcs | 396 | 2.029 | 803.4783
14 | Soffits of suspended slab | S.M | 143 | 2.3188 | 331.5942 | Props | pcs | 309 | 1.4493 | 447.8261
15 | Soffittes of suspended landing | S.M | 7 | 2.3188 | 16.2319 | Nails (assorted) | kg | 223 | 1.4493 | 323.1884
16 | Sloping soffittes of staircase | S.M | 14 | 2.3188 | 32.4638 |  |  |  |  | 0
17 | Risers of steps 75 to 150mm high | L.M | 40 | 0.86957 | 34.7826 |  |  |  |  | 0
18 | Edges of landing 75 - 150mm high | L.M | 10 | 0.86957 | 8.6957 |  |  |  |  | 0
19 | Open string edge of staircase 350mm (extreme) including cutting to profile of treads and risers | L.M | 23 | 0.86957 | 20 |  |  |  |  | 0
| Balustrade |  | 445.55 | [6 empty] | 0
20 | 990mm high Mild steel balustrading comprising; 25 x 6mm mild steel plate balusters welded to mild steel bracket and grouted into concrete; 12mm diameter mild steel solid intermediate rails ; 75mm diameter x 3mm thick mild steel handrail fixed to balusters; Mild steel base plate welded to support bracket; welded, bolted and screwed connections: INCLUDING SPRAY PAINTING; to Architect's detailed Drawing | LM | 14 | Supply and fix |  |  | LM | 14 | 57.971 | 811.5942
0
0
0
[5 empty] | 0 |  |  |  |  | 0
| Carried to collection |  |  |  | 1060.5797 |  |  |  |  | 4971.5942
COLLECTION
| Total B/F from page 4 |  |  |  | 1865.6232 |  |  |  |  | 12121.3272
| Total B/F from page 5 |  |  |  | 1060.5797 |  |  |  |  | 4971.5942
| TOTAL CARRIED TO REINFORCED CONCRETE STRUCTURE COLLECTION |  |  |  | 2926.2029 |  |  |  |  | 17092.9214
First floor
Vibrated reinforced concrete class 20
1 | Columns | CM | 6 | 13.0435 | 78.2609 | Cement | Bags | 124 | 8.6957 | 1078.2609
2 | Beams | CM | 2 | 13.0435 | 26.087 | Sand | Tons | 11 | 14.4928 | 159.4203
3 | Ring beams | CM | 7 | 13.0435 | 91.3043 | Aggregates | Tons | 21 | 17.3913 | 365.2174
4 | 150mmth solid slab | SM | 18 | 1.9565 | 35.2174 |  |  |  |  | 0
|  |  | 17.7 |  | 0 |  |  |  |  | 0
| High tensile ribbed, bar reinforcement abd in columns |  |  |  | 0 |  |  |  |  | 0
5 | T16 | KG | 863 | 0.2029 | 175.1014 | T16 | Pcs | 50.4094 | 19.7101 | 993.5773
6 | T8 | KG | 337 | 0.2029 | 68.3768 | T8 | Pcs | 78.6395 | 5.5072 | 433.0872
|  |  | 1200 |  | 0 | Binding wire | Rolls | 2 | 33.3333 | 66.6667
| High tensile ribbed, bar reinforcement abd in ring beam and beams |  |  |  | 0 |  |  |  |  | 0
7 | T16 | KG | 1545 | 0.2029 | 313.4783 | T16 | Pcs | 90.2463 | 19.7101 | 1778.7681
8 | T8 | KG | 393 | 0.2029 | 79.7391 | T8 | Pcs | 91.7072 | 5.5072 | 505.0542
|  |  | 1938 |  | 0 | Binding wire | Rolls | 4 | 33.3333 | 133.3333
| High tensile ribbed, bar reinforcement abd in suspended solid slab |  |  |  | 0 |  |  |  |  | 0
9 | T12 | KG | 337 | 0.2029 | 68.3768 | T12 | Pcs | 50.3446 | 11.0145 | 554.5201
|  |  | 337 |  | 0 | Binding wire | Rolls | 1 | 33.3333 | 33.3333
| FORMWORK TO:- |  |  |  | 0 |  |  |  |  | 0
10 | Sides of columns | S.M | 87 | 2.3188 | 201.7391 | Kirundu timber | pcs | 0 | 2.8986 | 0
11 | Sides and soffits of beams and ring beam | S.M | 110 | 2.3188 | 255.0725 | timber 4x2 | pcs | 0 | 2.029 | 0 | 3.35 | 2.5 | 224.876 | 3600 | 6780011.4
12 | Soffits of solid slab | S.M | 18 | 2.3188 | 41.7391 | Props | pcs | 0 | 1.4493 | 0 | 4.8 | 2.5 | 224.876 | 3600 | 9714643.2
[5 empty] | 0 | Nails (assorted) | kg | 108 | 1.4493 | 156.5217 | 3.3 | 2.5 | 204.435 | 3600 | 6071719.5
|  |  | 215 |  | 0
| TOTAL CARRIED TO REINFORCED CONCRETE STRUCTURE COLLECTION |  |  |  | 1434.4928 |  |  |  |  | 6257.7604
| REINFORCED CONCRETE STRUCTURE COLLECTION | [12 empty] | 0
| Ground floor |  |  |  | 2926.2029 |  |  |  |  | 17092.9214 |  |  |  | 0
| First Floor |  |  |  | 1434.4928 |  |  |  |  | 6257.7604 |  |  |  | 0
0
[11 empty] | 0.9 | 2.5
[11 empty] | 0.8 | 2.1
[11 empty] | 1.5 | 2.5
[16 empty] | 1 | 1.5 | 100 | 3700 | 555000
| TOTAL CARRIED TO MAIN BUILDING SUMMARY |  |  |  | 4360.6957 |  |  |  |  | 23350.6818 | [5 empty] | 1.1 | 1.2 | 100 | 3700 | 488400
| ELEMENT NO.3 | [14 empty] | 1.2 | 2 | 100 | 3700 | 888000
| WALLING | [14 empty] | 1.5 | 1.4 | 100 | 3700 | 777000
| Ground floor | [14 empty] | 1.2 | 5.4 | 100 | 3700 | 2397600
| Damp proof courses : bituminous felt bedded in cement sand mortar (1:4), 300mm laps | [14 empty] | 3.5 | 1.4 | 100 | 3700 | 1813000
1 | Horizontal 200mm wide | L.M | 83 | 0.14493 | 12.029 | DPC | Rolls | 4 | 3.4783 | 13.913 | [5 empty] | 1.2 | 1.5 | 100 | 3700 | 666000
2 | Horizontal 150mm wide | L.M | 12 | 0.14493 | 1.7391 |  |  |  |  | 0 | [5 empty] | 0.9 | 1.2 | 100 | 3700 | 399600
|  |  | 95 | [6 empty] | 0 | [5 empty] | 1.1 | 1.5 | 100 | 3700 | 610500
| Burnt clay walling from approved source in cement: sand (1:4) mortar |  |  |  | 0 |  |  |  |  | 0 | [5 empty] | 1.2 | 1.9 | 100 | 3700 | 843600
3 | 200mm Walls | S.M | 251 | 2.3188 | 582.029 | Burnt clay bricks | Pcs | 17670 | 0.072464 | 1280.4348 | 1.2 | 1.9 | 250000 | 570000 | #REF!
[5 empty] | 0 | Cement | Bags | 93 | 8.6957 | 808.6957 |  |  |  |  | #REF! | 1 | 1.5 | 150000 | 225000
[5 empty] | 0 | Sand | Tons | 38 | 14.4928 | 550.7246 | [5 empty] | 1.1 | 1.2 | 150000 | 198000
[6 empty] | Hoop iron | Bdles | 50 | 14.4928 | 724.6377 | [5 empty] | 1.2 | 2 | 150000 | 360000
[10 empty] | 0 | [5 empty] | 1.5 | 1.4 | 150000 | 315000
4 | 150mm Walls | S.M | 250 | 2.3188 | 579.7101 | Burnt clay bricks | Pcs | 9625 | 0.072464 | 697.4638 | [5 empty] | 1.2 | 5.4 | 150000 | 972000
[5 empty] | 0 | Cement | Bags | 74 | 8.6957 | 643.4783 | [5 empty] | 3.5 | 1.4 | 150000 | 735000
[5 empty] | 0 | Sand | Tons | 31 | 14.4928 | 449.2754 | [5 empty] | 1.2 | 1.5 | 150000 | 270000
[5 empty] | 0 | Hoop iron | Bdles | 50 | 14.4928 | 724.6377 | [5 empty] | 0.9 | 1.2 | 150000 | 162000
0
0
0
0
0
0
0
| TOTAL CARRIED TO WALLING COLLECTION |  |  |  | 1175.5072 |  |  |  |  | 5893.2609
First floor
Damp proof courses : bituminous felt bedded in cement sand mortar (1:4), 300mm laps
1 | Horizontal 200mm wide | L.M | 0 | 0.14493 | 0 | DPC | Rolls | 0 | 3.4783 | 0
2 | Horizontal 150mm wide | L.M | 0 | 0.14493 | 0 |  |  |  |  | 0
|  |  | 0 | [6 empty] | 0
| Burnt clay walling from approved source in cement: sand (1:4) mortar |  |  |  | 0 |  |  |  |  | 0
3 | 200mm Walls | S.M | 274 | 2.3188 | 635.3623 | Burnt clay bricks | Pcs | 19290 | 0.072464 | 1397.8261
[5 empty] | 0 | Cement | Bags | 101 | 8.6957 | 878.2609
[5 empty] | 0 | Sand | Tons | 42 | 14.4928 | 608.6957
[6 empty] | Hoop iron | Bdles | 55 | 14.4928 | 797.1014
0
4 | 150mm Walls | S.M | 47 | 2.3188 | 108.9855 | Burnt clay bricks | Pcs | 1810 | 0.072464 | 131.1594 | 6 | 2.3 | 250000 | 3450000 | #REF!
[5 empty] | 0 | Cement | Bags | 14 | 8.6957 | 121.7391 | 1.2 | 2 | 250000 | 600000 | #REF!
[5 empty] | 0 | Sand | Tons | 6 | 14.4928 | 86.9565 | 1.5 | 2 | 250000 | 750000 | #REF!
[5 empty] | 0 | Hoop iron | Bdles | 9 | 14.4928 | 130.4348 | 2.8 | 1.2 | 250000 | 840000 | #REF!
0
0
0
0
0
0
0
[5 empty] | 0 |  |  |  |  | 0 | 1.5 | 1.2 | 250000 | 450000 | #REF!
| TOTAL CARRIED TO WALLING COLLECTION |  |  |  | 744.3478 |  |  |  |  | 4152.1739 |  |  |  |  | #REF!
[16 empty] | 1.5 | 2 | 150000 | 450000
WALLING COLLECTION
| Ground Floor |  |  |  | 1175.5072 |  |  |  |  | 5893.2609
| First Floor |  |  |  | 744.3478 |  |  |  |  | 4152.1739
| TOTAL CARRIED TO MAIN BUILDING SUMMARY |  |  |  | 1919.8551 |  |  |  |  | 10045.4348
ELEMENT NO.4: ROOF
Treated eucalyptus timber with approved preservative in roof
1 | 75x100mm wall plate | LM | 65 | 0.57971 | 37.6812 | Timber
2 | 100x50mm truss rafters | LM | 190 | 0.57971 | 110.1449 | 4"x2" | Pcs | 221 | 3.4783 | 768.6957
3 | 150x50mm Tie beams | LM | 166 | 0.57971 | 96.2319 | 4"x3" | Pcs | 33 | 4.6377 | 153.0435
4 | 100 x 50mm in ties and struts | LM | 297 | 0.57971 | 172.1739 | 6"x2" | Pcs | 75 | 4.6377 | 347.8261
5 | 100 x 50mm in purlins | LM | 794 | 0.57971 | 460.2899 | 3"x2" timber | pcs | 361 | 1.4493 | 523.1884
|  |  | 1512 |  | 0 | Nails (assorted) | Kgs | 238 | 1.4493 | 344.9275
| EML ceiling and eaves |  |  |  | 0 | Wood preservative | J'cans | 1 | 304.3478 | 304.3478
6 | Plastered suspended ceilings including timber backing structure & expanded metal lathing to Engineer's detail | SM | 179 | 2.3188 | 415.0725 | EML | Bdles | 20 | 9.2754 | 185.5072
[5 empty] | 0 | 3"x2" timber | pcs | 263 | 1.4493 | 381.1594
[5 empty] | 0 | Cement | Bags | 25 | 8.6957 | 217.3913
[5 empty] | 0 | Sand | Tons | 10 | 14.4928 | 144.9275
[5 empty] | 0 | Nails | Kgs | 90 | 1.4493 | 130.4348
| Roof Covering |  |  |  | 0 |  |  |  |  | 0
| Supertile roofing sheets manufactured by Roofings or any other approved manufacturer fixed to Purlins (m/s) : in |  |  |  | 0 |  |  |  |  | 0 | 6 | 2.4 | 300000 | 4320000 | #REF!
7 | Roof covering; fixed to slopes | SM | 198 | 2.3188 | 459.1304 | Roofing sheets | pcs | 99 | 21.7391 | 2152.1739 | 3 | 2.4 | 300000 | 2160000 | #REF!
[5 empty] | 0 | Roofing nails | Kgs | 99 | 1.7391 | 172.1739 | 3.1 | 2.4 | 300000 | 2232000 | #REF!
[5 empty] | 0 | Washers | Pkts | 50 | 2.8986 | 144.9275 | 1.2 | 2.4 | 300000 | 864000 | #REF!
8 | Extra over for ridges | Lm | 53 | 0.86957 | 46.087 | Ridges | Pcs | 29 | 4.6377 | 134.4928 | 1.5 | 2.4 | 300000 | 1080000 | #REF!
9 | Extra over for valleys | Lm | 17 | 0.86957 | 14.7826 | Valleys | Pcs | 9 | 6.6667 | 60 | 0.4 | 2.1 | 300000 | 252000 | #REF!
[5 empty] | 0 | [9 empty] | #REF!
| TOTAL CARRIED TO COLLECTION |  |  |  | 1811.5942 |  |  |  |  | 6165.2174
| Rain water collection |  |  |  | 0 |  |  |  |  | 0
10 | 110mm dia PVC gutter | LM | 70 | 2.3188 | 162.3188 | Gutters | Pcs | 13 | 8.6957 | 113.0435
11 | 200mmth PVC Fascia board | LM | 70 | 2.3188 | 162.3188 | 90 deg bends | Pcs | 5 | 2.029 | 10.1449
[5 empty] | 0 | Outlets | Pcs | 5 | 3.7681 | 18.8406
[5 empty] | 0 | Gutter connectors | Pcs | 4 | 2.8986 | 11.5942 | [5 empty] | 6 | 2.4 | 120 | 3700 | 6393600
[5 empty] | 0 | Down pipes | Pcs | 10 | 9.8551 | 98.5507 | 0.9 | 2.4 | 6.6 | 0 |  | 3 | 2.4 | 120 | 3700 | 3196800
[5 empty] | 0 | Down pipe clips | Pcs | 60 | 1.4493 | 86.9565 | 0.8 | 2.1 | 5 | 20 |  | 3.2 | 2.4 | 120 | 3700 | 3409920
[5 empty] | 0 | Fascia brackets | Pcs | 80 | 1.4493 | 115.942 |  |  |  | 20 | 40 | 1.2 | 2.4 | 120 | 3700 | 1278720
[5 empty] | 0 | Screws & plugs | box | 2 | 9.7101 | 19.4203 | [5 empty] | 1.5 | 2.4 | 120 | 3700 | 1598400
[5 empty] | 0 | Valley boxes | Pcs | 5 | 7.2464 | 36.2319
[5 empty] | 0 | Universal angles | Pcs | 7 | 4.3478 | 30.4348 | [5 empty] | 6 | 2.4 | 150000 | 2160000 | 43.2
[6 empty] | Gutter | Pcs | 13 | 20.2899 | 263.7681
| Carried to collection |  |  |  | 324.6377 |  |  |  |  | 804.9275 | [5 empty] | 3 | 2.4 | 150000 | 1080000 | #REF!
| ROOFING COLLECTION | [14 empty] | 3.2 | 2.4 | 150000 | 1152000 | #REF!
[16 empty] | 1.2 | 2.4 | 150000 | 432000 | #REF!
| Total B/F from page 11 |  |  |  | 1811.5942 |  |  |  |  | 6165.2174 | [5 empty] | 1.5 | 2.4 | 150000 | 540000 | #REF!
| Total B/F from page 12 |  |  |  | 324.6377 |  |  |  |  | 804.9275 | [5 empty] | 0.4 | 2.1 | 300000 | 252000 | #REF!
#REF!
#REF!
| TOTAL CARRIED TO MAIN BUILDING SUMMARY |  |  |  | 2136.2319 |  |  |  |  | 6970.1449
ELEMENT NO.5: WINDOWS
Ground Floor
| Curtain rod | [9 empty] | 3 | 2.4 | 300000 | 2160000 | #REF!
1 | Curtain rods to architect's specifications. Complete with all accessories. | LM | 0 | suppy and fix |  | Curtains rods | Lm | 0 | 13.0435 | 0 | 2.1 | 2.4 | 300000 | 1512000 | #REF!
| Window seals | [8 empty] | 0 | 5 | 2.4 | 300000 | 3600000 | #REF!
| Cement-sand coping | [8 empty] | 0 | 1.2 | 2.4 | 300000 | 864000 | #REF!
2 | 200 x 75mm Window cill | L.M | 156 | 2.8986 | 452.1739 | Cement | Bags | 31.2 | 8.6957 | 271.3043 | 2.2 | 2.4 | 300000 | 1584000 | #REF!
[6 empty] | Sand | Tons | 13 | 14.4928 | 188.4058 | 2.5 | 2.4 | 300000 | 1800000 | #REF!
| Mild steel spray painted windows | [8 empty] | 0
3 | Overall size 1400x 2700mm high as W1 | No. | 3 | suppy and fix |  | Steel windows | No | 3 | 219.1304 | 657.3913 | [5 empty] | 1.8 | 1.8 | 250000 | 810000 | 9.72 |  | 1.4 | 2.7 | 11.34 | 0.063516
4 | Overall size 1200x 1500mm high as W2 | No. | 6 |  |  |  | No | 6 | 123.4783 | 740.8696 | [5 empty] | 1.8 | 1.2 | 250000 | 540000 | 12.96 |  | 1.2 | 1.5 | 10.8 | 0.035791
5 | Overall size 1500x 1800mm high as W3 | No. | 2 |  |  |  | No | 2 | 156.5217 | 313.0435 | [5 empty] | 0.6 | 1.2 | 250000 | 180000 | 1.44 |  | 1.5 | 1.8 | 5.4 | 0.045369
6 | Overall size 1300x 1500mm high as W4 | No. | 0 |  |  |  | No | 0 | 113.0435 | 0 | [11 empty] | 1.3 | 1.5 | 0 | 0.032766
7 | Overall size 1500x 5.600mm high as W5 | No. | 2 |  |  |  | No | 2 | 486.9565 | 973.913 | [11 empty] | 1.5 | 5.6 | 16.8 | 0.14115
0
| 5mm thick TINTED COLOURED glass and glazing as described; to | [8 empty] | 0 | [9 empty] | 24.12
8 | Steel Windows | SM | 45 |  | 0 | Supply and fix | SM | 45 | 39.1304 | 1760.8696
| PREPARE SURFACE AND APPLY ETCHING PRIMER, apply one coat primer, one undercoat and two Gloss finishing coats; on metal work; to |  |  |  | 0 |  |  |  |  | 0
9 | Steel windows | SM | 45 | 0.86957 | 39.1304 | Red oxide primer | Tins | 3 | 14.4928 | 43.4783 | [11 empty] | 0.0042008
[6 empty] | Super gloss paint | Tins | 3 | 26.087 | 78.2609 | [11 empty] | 0.0075614
[6 empty] | Super gloss | Tins | 6 | 8.6957 | 52.1739 | [11 empty] | 0.0025205
| TOTAL CARRIED TO WINDOWS COLLECTION |  |  |  | 491.3043 |  |  |  |  | 5079.7101
First Floor
Curtain rod
1 | Curtain rods to architect's specifications. Complete with all accessories. | LM | 0 | suppy and fix |  | Curtains rods | Lm | 0 | 13.0435 | 0
| Window seals | [8 empty] | 0
| Cement-sand coping | [8 empty] | 0
2 | 200 x 75mm Window cill | L.M | 157 | 2.8986 | 455.0725 | Cement | Bags | 31.4 | 8.6957 | 273.0435
[6 empty] | Sand | Tons | 13 | 14.4928 | 188.4058
| Mild steel spray painted windows | [8 empty] | 0
3 | Overall size 1400x 2700mm high as W1 | No. | 3 | suppy and fix |  | Steel windows | No | 3 | 219.1304 | 657.3913 | [5 empty] | 1.8 | 1.8 | 250000 | 810000 | 9.72 |  | 1.4 | 2.7 | 11.34
4 | Overall size 1200x 1500mm high as W2 | No. | 8 |  |  |  | No | 8 | 123.4783 | 987.8261 | [5 empty] | 1.8 | 1.2 | 250000 | 540000 | 17.28 |  | 1.2 | 1.5 | 14.4
5 | Overall size 1500x 1800mm high as W3 | No. | 3 |  |  |  | No | 3 | 156.5217 | 469.5652 | [5 empty] | 0.6 | 1.2 | 250000 | 180000 | 2.16 |  | 1.5 | 1.8 | 8.1
6 | Overall size 1300x 1500mm high as W4 | No. | 2 |  |  |  | No | 2 | 113.0435 | 226.087 | [11 empty] | 1.3 | 1.5 | 3.9
7 | Overall size 1500x 5.600mm high as W5 | No. | 0 |  |  |  | No | 0 | 486.9565 | 0 | [11 empty] | 1.5 | 5.6 | 0
| 4mm thick transluscent glass and glazing as described; to | [8 empty] | 0 | [9 empty] | 29.16
8 | Steel Windows | SM | 38 |  | 0 | Supply and fix | SM | 38 | 39.1304 | 1486.9565
| PREPARE SURFACE AND APPLY ETCHING PRIMER, apply one coat primer, one undercoat and two Gloss finishing coats; on metal work; to |  |  |  | 0 |  |  |  |  | 0
9 | Steel windows | SM | 38 | 0.86957 | 33.0435 | Red oxide primer | Tins | 2 | 14.4928 | 28.9855
[6 empty] | Super gloss paint | Tins | 2 | 26.087 | 52.1739
[6 empty] | Super gloss | Tins | 4 | 8.6957 | 34.7826
| TOTAL CARRIED TO WINDOWS COLLECTION |  |  |  | 488.1159 |  |  |  |  | 4405.2174
WINDOWS COLLECTION
| Ground Floor |  |  |  | 491.3043 |  |  |  |  | 5079.7101
| First Floor |  |  |  | 488.1159 |  |  |  |  | 4405.2174
| TOTAL CARRIED TO MAIN BUILDING SUMMARY |  |  |  | 979.4203 |  |  |  |  | 9484.9275
ELEMENT NO.6: DOORS
Ground floor
Precast concrete class 25 reinforced in
1 | 230 x 200mm Lintel laid including 4No. 12mm diameter bars and 8mm stirrups at 150mm centers | LM | 10 | 2.8986 | 28.9855 | Cement | Bags | 3 | 8.6957 | 26.087
[6 empty] | Sand | Tons | 1 | 14.4928 | 14.4928
[6 empty] | Aggregates | Tons | 2 | 17.3913 | 34.7826
[6 empty] | T8 | Pcs | 4 | 5.5072 | 22.029
[6 empty] | T12 | Pcs | 4 | 11.0145 | 44.058
[6 empty] | Binding wire | Roll | 0.5 | 33.3333 | 16.6667
| Mild steel spray painted doors | [8 empty] | 0
2 | Overall size 900x 2400mm high as D3 | No. | 3 | Supply and fix |  | Steel doors | No | 3 | 156.5217 | 469.5652 | [5 empty] | 1.2 | 2.4 | 300000 | 864000 | 8.64 | 8.64
| 5mm thick transluscent glass and glazing as described; to | [8 empty] | 0 | [9 empty] | 8.64 | 8.64
3 | Steel Doors | SM | 7 |  | 0 | Supply and fix | SM | 7 | 26.087 | 182.6087
| Prepare and apply one coat primer, one undercoat and two Gloss finishing coats; on metal work; to |  |  |  | 0 |  |  |  |  | 0
4 | Steel Doors | SM | 13 | 0.86957 | 11.3043 | Red oxide primer | Tins | 1 | 14.4928 | 14.4928
[5 empty] | 0 | Super gloss paint | Tins | 1 | 26.087 | 26.087
| Timber doors |  |  |  | 0 | Super gloss | Tins | 2 | 8.6957 | 17.3913
| Wrot Hardwood, selected and kept clean |  |  |  | 0
5 | 50 x 200mm Timber frames ; rebated, plugged , screwed | L.M | 46 | 2.3188 | 106.6667 | Frames(0.8x2.1) | No | 4 | 57.971 | 231.8841 | [11 empty] | 0.016803
[5 empty] | 0 | Frames(2.4x4.0) | No | 2 | 188.4058 | 376.8116 | [11 empty] | 0.05461
6 | 16 x 44mm bevelled timber architrave | L.M | 92 | 0.57971 | 53.3333 | Architraves | Set | 10 | 20.2899 | 202.8986 | [11 empty] | 0.0058811
0
| 46mm thick timber panelled and braced door with 20mm thick hardwood lipping to edges; to Architect's detailed drawings |  |  |  | 0 |  |  |  |  | 0
7 | Overall size 800x2100 mm high | No. | 4 | 14.4928 | 57.971 | Doors (0.8x2.1) | No | 4 | 101.4493 | 405.7971 | [11 empty] | 0.029406
8 | Overall size 2400x4000 mm high | No. | 2 | 43.4783 | 86.9565 | Doors (24x4.0) | No | 2 | 579.7101 | 1159.4203 | [11 empty] | 0.16803
| IRON MONGERY |  |  |  | 0 |  |  |  |  | 0
| Supply and fix the following iron mongery |  |  |  | 0 |  |  |  |  | 0
12 | 100mm "UNION" stainless steel butt hinges | Pairs | 6 | priced above |  | Hinges | Pairs | 6 | 2.6087 | 15.6522 | [11 empty] | 0.00075614
13 | Mortice lock with handle | No | 6 |  | 0 | locks | No | 4 | 23.1884 | 92.7536 | [11 empty] | 0.0067213
14 | Spring hinges | Pcs | 4 |  | 0 | Spring hinges | Pcs | 4 | 43.4783 | 173.913 | [11 empty] | 0.012602
[6 empty] | Main door locks | No. | 2 | 57.971 | 115.942 | [11 empty] | 0.016803
| TOTAL CARRIED TO DOOR COLLECTION |  |  |  | 345.2174 |  |  |  |  | 3643.3333
First floor
Precast concrete class 25 reinforced in
1 | 230 x 200mm Lintel laid including 4No. 12mm diameter bars and 8mm stirrups at 150mm centers | LM | 13 | 2.8986 | 37.6812 | Cement | Bags | 3.432 | 8.6957 | 29.8435
[6 empty] | Sand | Tons | 1 | 14.4928 | 14.4928
[6 empty] | Aggregates | Tons | 2 | 17.3913 | 34.7826
[6 empty] | T8 | Pcs | 5 | 5.5072 | 27.5362
[6 empty] | T12 | Pcs | 5 | 11.0145 | 55.0725
[6 empty] | Binding wire | Roll | 0.5 | 33.3333 | 16.6667
| Mild steel spray painted doors | [8 empty] | 0
2 | Overall size 900x 2400mm high as D3 | No. | 3 | Supply and fix |  | Steel doors | No | 3 | 156.5217 | 469.5652 | [5 empty] | 1.2 | 2.4 | 300000 | 864000 | 8.64 | 8.64
| 5mm thick transluscent glass and glazing as described; to | [8 empty] | 0 | [9 empty] | 8.64 | 8.64
3 | Steel Doors | SM | 7 |  | 0 | Supply and fix | SM | 7 | 26.087 | 182.6087
| Prepare and apply one coat primer, one undercoat and two Gloss finishing coats; on metal work; to |  |  |  | 0 |  |  |  |  | 0
4 | Steel Doors | SM | 13 | 0.86957 | 11.3043 | Red oxide primer | Tins | 1 | 14.4928 | 14.4928
[6 empty] | Super gloss paint | Tins | 1 | 26.087 | 26.087
| Timber doors |  |  |  |  | Super gloss | Tins | 2 | 8.6957 | 17.3913
| Wrot Hardwood, selected and kept clean | [8 empty] | 0
5 | 50 x 200mm Timber frames ; rebated, plugged , screwed | L.M | 30 | 2.3188 | 69.5652 | Frames(0.8x2.1) | No | 6 | 57.971 | 347.8261
6 | 16 x 44mm bevelled timber architrave | L.M | 60 | 0.57971 | 34.7826 | Architraves | Set | 6 | 20.2899 | 121.7391
| 46mm thick timber panelled and braced door with 20mm thick hardwood lipping to edges; to Architect's detailed drawings |  |  |  | 0 |  |  |  |  | 0
7 | Overall size 800x2100 mm high | No. | 6 | 14.4928 | 86.9565 | Doors (0.8x2.1) | No | 6 | 101.4493 | 608.6957
| IRON MONGERY |  |  |  | 0 |  |  |  |  | 0
| Supply and fix the following iron mongery |  |  |  | 0 |  |  |  |  | 0
12 | 100mm "UNION" stainless steel butt hinges | Pairs | 9 | priced above |  | Hinges | Pairs | 9 | 2.6087 | 23.4783
13 | Mortice lock with handle | No | 6 |  | 0 | locks | No | 6 | 23.1884 | 139.1304
| TOTAL CARRIED TO DOOR COLLECTION |  |  |  | 240.2899 |  |  |  |  | 2129.4087
DOOR COLLECTION
| Ground Floor |  |  |  | 345.2174 |  |  |  |  | 3643.3333
| First Floor |  |  |  | 240.2899 |  |  |  |  | 2129.4087
| TOTAL CARRIED TO MAIN BUILDING SUMMARY |  |  |  | 585.5072 |  |  |  |  | 5772.742
ELEMENT NO.7: PLASTER
Ground floor
External Finishes
PLASTER
Cement and sand 1:3 plaster, steel trowelled hard and smooth to receive paint internally
1 | To brick wall surfaces | S.M | 226 | 1.7391 | 393.0435 | Cement | Bags | 204 | 8.6957 | 1773.913
2 | 200mm-300mmth wide surfaces | LM | 156 | 0.86957 | 135.6522 | Sand | Tons | 84 | 14.4928 | 1217.3913
3 | Concrete surfaces | SM | 157 | 1.7391 | 273.0435 | Lime | Bags | 24 | 8.6957 | 208.6957
| Eaves plaster |  |  |  | 0 |  |  |  |  | 0
4 | 20mm thick cement sand 1:4 plaster lime steel trowelled hard and smooth | SM | 0 | 1.7391 | 0 |  |  |  |  | 0
| Internal Finishes |  |  |  | 0 |  |  |  |  | 0
| Wall Finishes |  |  |  | 0 |  |  |  |  | 0
| Cement - sand (1:3) render trowelled smooth |  |  |  | 0 |  |  |  |  | 0
5 | 15mm Thick three layer work to walls | SM | 371 | 1.7391 | 645.2174 |  |  |  |  | 0
6 | 200mm-300mmth wide surfaces | LM | 156 | 0.86957 | 135.6522 |  |  |  |  | 0
| Cement- sand (1:3) to receive wall tiles |  |  |  | 0 |  |  |  |  | 0
7 | 20mm thick to receive wall tiles | SM | 59 | 1.7391 | 102.6087 |  |  |  |  | 0
| Floor Finishes |  |  |  | 0 |  |  |  |  | 0
| Cement- sand (1:3) to receive floor tiles |  |  |  | 0 |  |  |  |  | 0
8 | 20mm thick to receive tiles | SM | 157 | 1.7391 | 273.0435 |  |  |  |  | 0
9 | Staircase | SM | 53 | 1.7391 | 92.1739
| Ceiling finishes |  |  |  | 0 |  |  |  |  | 0
| Cement and sand 1:3 plaster, steel trowelled hard and smooth to receive paint internally |  |  |  | 0 |  |  |  |  | 0
10 | 15mm Thick three layer work to walls | SM | 149 | 1.7391 | 259.1304 |  |  |  |  | 0
11 | 100mm Cornice | LM | 124 | 0.86957 | 107.8261
|  |  | 1223.4 |  | 0 |  |  |  |  | 0
| TOTAL CARRIED TO PLASTER COLLECTION |  |  |  | 2417.3913 |  |  |  |  | 3200
First floor
External Finishes
PLASTER
Cement and sand 1:3 plaster, steel trowelled hard and smooth to receive paint internally
1 | To brick wall surfaces | S.M | 190 | 1.7391 | 330.4348 | Cement | Bags | 181 | 8.6957 | 1573.913
2 | 200mm-300mmth wide surfaces | LM | 157 | 0.86957 | 136.5217 | Sand | Tons | 75 | 14.4928 | 1086.9565
3 | Concrete surfaces | SM | 0 | 1.7391 | 0 | Lime | Bags | 22 | 8.6957 | 191.3043
| Eaves plaster |  |  |  | 0 |  |  |  |  | 0
4 | 20mm thick cement sand 1:4 plaster lime steel trowelled hard and smooth | SM | 42 | 1.7391 | 73.0435 |  |  |  |  | 0
| Internal Finishes |  |  |  | 0 |  |  |  |  | 0
| Wall Finishes |  |  |  | 0 |  |  |  |  | 0
| Cement - sand (1:3) render trowelled smooth |  |  |  | 0 |  |  |  |  | 0
5 | 15mm Thick three layer work to walls | SM | 438 | 1.7391 | 761.7391 |  |  |  |  | 0
6 | 200mm-300mmth wide surfaces | LM | 157 | 0.86957 | 136.5217 |  |  |  |  | 0
| Cement- sand (1:3) to receive wall tiles |  |  |  | 0 |  |  |  |  | 0
7 | 20mm thick to receive wall tiles | SM | 59 | 1.7391 | 102.6087 |  |  |  |  | 0
| Floor Finishes |  |  |  | 0 |  |  |  |  | 0
| Cement- sand (1:3) to receive floor tiles |  |  |  | 0 |  |  |  |  | 0
8 | 20mm thick to receive tiles | SM | 145 | 1.7391 | 252.1739 |  |  |  |  | 0
9 | Staircase | SM | 0 | 1.7391 | 0
| Ceiling finishes |  |  |  | 0 |  |  |  |  | 0
| Cement and sand 1:3 plaster, steel trowelled hard and smooth to receive paint internally |  |  |  | 0 |  |  |  |  | 0
10 | 15mm Thick three layer work to walls | SM | 153 | 1.7391 | 266.087 |  |  |  |  | 0
11 | 100mm Cornice | LM | 170 | 0.86957 | 147.8261
|  |  | 1083.25 |  | 0 |  |  |  |  | 0
| TOTAL CARRIED TO PLASTER COLLECTION |  |  |  | 2206.9565 |  |  |  |  | 2852.1739
PLASTER COLLECTION
| Ground Floor |  |  |  | 2417.3913 |  |  |  |  | 3200
| First Floor |  |  |  | 2206.9565 |  |  |  |  | 2852.1739
| TOTAL CARRIED TO MAIN BUILDING SUMMARY |  |  |  | 4624.3478 |  |  |  |  | 6052.1739
ELEMENT NO.8
PAINTING
Ground Floor
External finishes
| Prepare and apply undercoat and two coats weatherguard paint; |  |  |  | 0 |  |  |  |  | 0
1 | Rendered wall surfaces | SM | 383 | 0.86957 | 333.0435 | Weatherguard | cans | 5 | 101.4493 | 507.2464 | [11 empty] | 0.029406
2 | Ditto, but to surfaces 200-300mm | LM | 156 | 0.28986 | 45.2174 | Under coat | cans | 5 | 18.8406 | 94.2029 | [11 empty] | 0.005461
3 | Eaves | SM | 0 | 0.86957 | 0 | Brushes | item | 1 | 28.9855 | 28.9855 | [11 empty] | 0.0084016
|  |  | 422 |  | 0 | Polythene | Roll | 1 | 34.7826 | 34.7826
[5 empty] | 0 | Sand paper | Roll | 1 | 39.1304 | 39.1304 | [11 empty] | 0.011342
| Internal finishes |  |  |  | 0 |  |  |  |  | 0
| Wall painting |  |  |  | 0
| Prepare and apply undercoat and two coats Silk vinyl paint; |  |  |  | 0 |  |  |  |  | 0
4 | Rendered wall surfaces | SM | 371 | 0.86957 | 322.6087 | Silk Vinyl | cans | 5 | 100 | 500 | [11 empty] | 0.028986
5 | 200mm-300mmth wide surfaces | LM | 156 | 0.28986 | 45.2174 | Under coat | cans | 7 | 18.8406 | 131.8841
6 | Staircase | SM | 28 | 0.86957 | 24.3478 | Filler | bags | 11 | 8.6957 | 95.6522 | [11 empty] | 0.0025205
|  |  | 438 |  | 0 | Brushes | item | 1 | 43.4783 | 43.4783 | [11 empty] | 0.012602
[5 empty] | 0 | Masking tape | pcs | 10 | 0.86957 | 8.6957 | [11 empty] | 0.00025205
[5 empty] | 0 | Polythene | Roll | 1 | 34.7826 | 34.7826
[5 empty] | 0 | Sand paper | Roll | 1 | 39.1304 | 39.1304
| Ceiling painting |  |  |  | 0 |  |  |  |  | 0
| Prepare and apply undercoat and two coats Silk vinyl paint; |  |  |  | 0 |  |  |  |  | 0
7 | Rendered wall surfaces | SM | 149 | 0.86957 | 129.5652 | Ceiling Matt | cans | 2 | 82.6087 | 165.2174
8 | 100mm cornice | LM | 124 | 0.28986 | 35.942 | Under coat | cans | 3 | 18.8406 | 56.5217
|  |  | 173.8 |  |  | Filler | bags | 4 | 8.6957 | 34.7826
| TOTAL CARRIED TO PAINTING COLLECTION |  |  |  | 935.942 |  |  |  |  | 1814.4928
First Floor
External finishes
| Prepare and apply undercoat and two coats weatherguard paint; |  |  |  | 0 |  |  |  |  | 0
1 | Rendered wall surfaces | SM | 190 | 0.86957 | 165.2174 | Weatherguard | cans | 3 | 101.4493 | 304.3478
2 | Ditto, but to surfaces 200-300mm | LM | 157 | 0.28986 | 45.5072 | Under coat | cans | 3 | 18.8406 | 56.5217
3 | Eaves | SM | 0 | 0.86957 | 0 | Brushes | item | 1 | 28.9855 | 28.9855
|  |  | 229.25 |  | 0 | Polythene | Roll | 1 | 34.7826 | 34.7826
[5 empty] | 0 | Sand paper | Roll | 1 | 39.1304 | 39.1304
| Internal finishes |  |  |  | 0 |  |  |  |  | 0
| Wall painting |  |  |  | 0
| Prepare and apply undercoat and two coats Silk vinyl paint; |  |  |  | 0 |  |  |  |  | 0
4 | Rendered wall surfaces | SM | 438 | 0.86957 | 380.8696 | Silk Vinyl | cans | 6 | 100 | 600
5 | 200mm-300mmth wide surfaces | LM | 157 | 0.28986 | 45.5072 | Under coat | cans | 8 | 18.8406 | 150.7246
6 | Staircase | SM | 0 | 0.86957 | 0 | Filler | bags | 12 | 8.6957 | 104.3478
|  |  | 477.25 |  | 0 | Brushes | item | 1 | 28.9855 | 28.9855
[5 empty] | 0 | Masking tape | pcs | 10 | 0.86957 | 8.6957
[5 empty] | 0 | Polythene | Roll | 2 | 34.7826 | 69.5652
[5 empty] | 0 | Sand paper | Roll | 1 | 39.1304 | 39.1304
| Ceiling painting |  |  |  | 0 |  |  |  |  | 0
| Prepare and apply undercoat and two coats Silk vinyl paint; |  |  |  | 0 |  |  |  |  | 0
6 | Rendered wall surfaces | SM | 153 | 0.86957 | 133.0435 | Ceiling Matt | cans | 3 | 82.6087 | 247.8261
7 | 100mm cornice | LM | 170 | 0.28986 | 49.2754 | Under coat | cans | 3 | 18.8406 | 56.5217
|  |  | 170 |  |  | Filler | bags | 4 | 8.6957 | 34.7826
| TOTAL CARRIED TO PAINTING COLLECTION |  |  |  | 819.4203 |  |  |  |  | 1804.3478
PAINTING COLLECTION
| Ground floor |  |  |  | 935.942 |  |  |  |  | 1814.4928
| First floor |  |  |  | 819.4203 |  |  |  |  | 1804.3478
| TOTAL CARRIED TO MAIN BUILDING SUMMARY |  |  |  | 1755.3623 |  |  |  |  | 3618.8406
ELEMENT NO.8
FLOOR FINISHES
Ground Floor
Wall tiling
SUPPLY AND FIX 8mm thick GLAZED CERAMIC TILES; bedded and jointed with approved adhesive; pointed in approved waterproof grout : to
1 | Wall surfaces | 59 | SM | 2.8986 | 171.0145 | Wall tiles | m2 | 62 | 8.6957 | 539.1304 | [11 empty] | 0.0025205
2 | Extra over for corner strips | 40 | LM | 0.86957 | 34.7826 | Tile Adhesive | Bags | 10 | 5.2174 | 52.1739 | [11 empty] | 0.0015123
[6 empty] | White grout | Bags | 2 | 4.3478 | 8.6957 | [11 empty] | 0.0012602
[6 empty] | Spacers | Pkts | 4 | 1.4493 | 5.7971 | [11 empty] | 0.00042008
[6 empty] | Cement | Bags | 10 | 8.6957 | 86.9565
[6 empty] | Sand | Tons | 3 | 14.4928 | 43.4783
[6 empty] | Corner strips | Pcs | 20 | 2.3188 | 46.3768 | [11 empty] | 0.00067213
Floor tiling
| SUPPLY AND FIX 8mm thick GLAZED CERAMIC TILES; bedded and jointed with approved adhesive; pointed in approved waterproof grout : to | [8 empty] | 0
2 | Floor surfaces | 18 | SM | 2.8986 | 52.1739 | Ceramic tiles | m2 | 19 | 8.6957 | 165.2174
[6 empty] | Tile Adhesive | Bags | 6 | 5.2174 | 31.3043
|  | 18 |  |  |  | White grout | Bags | 1 | 4.3478 | 4.3478
|  | 36 |  |  |  | Spacers | Pkts | 2 | 1.4493 | 2.8986
[6 empty] | Cement | Bags | 6 | 8.6957 | 52.1739
[6 empty] | Sand | Tons | 2 | 14.4928 | 28.9855
POLISHED TERRAZO : FIRST COAT OF 25MM THICK WATER PROOF CEMENT AND SAND (1:3) second coat of 25mm thick coloured cement and marble aggregate (1:2:5) including 15 x 3mm plastic dividing strips at 1200mm centers : in
3 | General floor | 139 | SM |  |  | Supply and fix | SM | 139 | 24.6377 | 3424.6377 | [11 empty] | 0.0071414
4 | Landing | 7 | SM |  |  |  | SM | 7 | 24.6377 | 172.4638
5 | Treads; with and including non-slip grooves | 12 | SM |  |  |  | SM | 12 | 24.6377 | 295.6522
6 | Risers | 7 | SM |  |  |  | SM | 7 | 24.6377 | 172.4638
7 | 100 x 10mm skirting | 84 | LM |  |  |  | LM | 84 | 2.4638 | 206.9565
| TOTAL CARRIED TO FLOOR FINISHES COLLECTION |  |  |  | 257.971 |  |  |  |  | 5339.7101
First Floor
Wall tiling
SUPPLY AND FIX 8mm thick GLAZED CERAMIC TILES; bedded and jointed with approved adhesive; pointed in approved waterproof grout : to
1 | Wall surfaces | 59 | SM | 2.8986 | 171.0145 | Wall tiles | m2 | 62 | 8.6957 | 539.1304
2 | Extra over for corner strips | 40 | LM | 0.86957 | 34.7826 | Tile Adhesive | Bags | 10 | 5.2174 | 52.1739
[6 empty] | White grout | Bags | 2 | 4.3478 | 8.6957
[6 empty] | Spacers | Pkts | 4 | 1.4493 | 5.7971
[6 empty] | Cement | Bags | 10 | 8.6957 | 86.9565
[6 empty] | Sand | Tons | 3 | 14.4928 | 43.4783
[6 empty] | Corner strips | Pcs | 20 | 2.3188 | 46.3768
Floor tiling
| SUPPLY AND FIX 8mm thick GLAZED CERAMIC TILES; bedded and jointed with approved adhesive; pointed in approved waterproof grout : to | [8 empty] | 0
2 | Floor surfaces | 145 | SM | 2.8986 | 420.2899 | Ceramic tiles | m2 | 173 | 8.6957 | 1504.3478
3 | 150 x 10mm skirting | 130 | LM | 0.86957 | 113.0435 | Tile Adhesive | Bags | 27 | 5.2174 | 140.8696
4 | Staircase | 0 | SM | 2.8986 | 0 | White grout | Bags | 6 | 4.3478 | 26.087
|  | 164.5 |  |  |  | Spacers | Pkts | 11 | 1.4493 | 15.942
[6 empty] | Cement | Bags | 27 | 8.6957 | 234.7826
[6 empty] | Sand | Tons | 7 | 14.4928 | 101.4493
| TOTAL CARRIED TO FLOOR FINISHES COLLECTION |  |  |  | 739.1304 |  |  |  |  | 2806.087
FLOOR FINISHES COLLECTION
| Ground Floor |  |  |  | 257.971 |  |  |  |  | 5339.7101
| First Floor |  |  |  | 739.1304 |  |  |  |  | 2806.087
| TOTAL CARRIED TO MAIN BUILDING SUMMARY |  |  |  | 997.1014 |  |  |  |  | 8145.7971
ELEMENT NO.10
STONE CLADDING
Supply and fix fair cut stones bedded in cement -sand mortar
1 | Wall surfaces | 78 | SM | 8.6957 | 678.2609 | Stone slates | SM | 78 | 8.6957 | 678.2609
[6 empty] | Cement | Bags | 13 | 8.6957 | 113.0435
[6 empty] | Sand | Tons | 4 | 14.4928 | 57.971
0
0
0
0
0
0
0
0
0
0
0
0
0
0
0
0
0
0
| TOTAL CARRIED TO FLOOR FINISHES COLLECTION |  |  |  | 678.2609 |  |  |  |  | 849.2754

## mid- upper (hidden)
200MMTH WALLING | [5 empty] | 150MMTH WALLING
6.2 | 2 | 3 | 37.2 | 12.4 |  | 2.9 | 2 | 3 | 17.4 | 5.8
4.19 | 2 | 3 | 25.14 | 8.38 |  | 1.1 | 4 | 3 | 13.2 | 4.4
1.2 | 4 | 3 | 14.4 | 4.8 |  | 1.8 | 2 | 3 | 10.8 | 3.6
2.45 | 2 | 3 | 14.7 | 4.9 |  | 1.52 | 2 | 3 | 9.12 | 3.04
9.13 | 2 | 3 | 54.78 | 18.26 |  | 0.9 | 2.5 | -4 | -9 |  | -27.2
18.53 | 2 | 3 | 111.18 | 37.06 |  | 0.8 | 2.1 | -2 | -3.36
2.5 | 8 | 3 | 60 | 20 |  |  |  |  | 0 |  | 0
0.6 | 16 | 3 | 28.8 | 9.6 |  |  |  |  | 38.16 | 16.84 | -27.2
0.45 | 8 | 3 | 10.8 | 3.6
0.25 | 8 | 3 | 6 | 2
0.5 | 2 | 3 | 3 | 1
0.2 | 2 | 3 | 1.2 | 0.4
7.4 | 4 | 3 | 88.8 | 29.6
5.42 | 2 | 3 | 32.52 | 10.84
3.48 | 2 | 3 | 20.88 | 6.96
0.3 | 7 | 3 | 6.3 | 2.1
1.32 | 2 | 3 | 7.92 | 2.64
2.5 | 2 | 3 | 15 | 5
0.7 | 2 | 3 | 4.2 | 1.4
3.92 | 1 | 3 | 11.76 | 3.92
9.6 | 2 | 3 | 57.6 | 19.2
1.7 | 1 | 3 | 5.1 | 1.7
0.7 | 11 | 3 | 23.1 | 7.7
0.4 | 2 | 3 | 2.4 | 0.8
3.52 | 1 | 3 | 10.56 | 3.52
0.5 | 2 | 3 | 3 | 1
1.72 | 2 | 3 | 10.32 | 3.44
1.6 | 2 | 3 | 9.6 | 3.2
11.77 | 2 | 3 | 70.62 | 23.54
3.15 | 6 | 3 | 56.7 | 18.9
2.05 | 2 | 3 | 12.3 | 4.1
5.64 | 2 | 3 | 33.84 | 11.28
3.22 | 1 | 3 | 9.66 | 3.22
9.6 | 1 | 3 | 28.8 | 9.6
0.8 | 4 | 3 | 9.6 | 3.2
3.92 | 2 | 3 | 23.52 | 7.84
0.35 | 4 | 3 | 4.2 | 1.4
4.98 | 4 | 0.5 | 9.96
3.4 | 4 | 0.5 | 6.8
1.6 | 2 | 0.5 | 1.6
0.5 | 8 | 0.5 | 2
1.5 | 0.6 | -4 | -3.6 |  | -16.8
1.5 | 1 | -8 | -12 |  | -40
1.5 | 1.8 | -2 | -5.4 |  | -13.2
0.9 | 1 | -2 | -1.8 |  | -7.6
1.1 | 2.5 | -2 | -5.5 |  | -14.4
3.8 | 2.5 | -6 | -57 |  | -75.6
2.38 | 2.5 | -2 | -11.9 |  | -19.52
0.9 | 2.5 | -5 | -11.25 |  | -34
1.5 | 2.5 | -5 | -18.75 |  | -40
1.6 | 2.5 | -2 | -8 |  | -16.4
4.35 | 2.5 | -2 | -21.75 |  | -27.4
1.3 | 2.8 | -2 | -7.28 |  | -16.4
1.47 | 2.8 | -1 | -4.116 |  | -8.54
2.75 | 2.8 | -1 | -7.7 |  | -11.1
|  |  | 769.814 | 308.5 | -340.96
INTERNAL FINISHES GF
|  |  |  | PLASTER | CORNICE
2.9 | 1.1 |  | 2 | 56 | 16
6 | 2.93 | 1.1 | 2 | 140.42 | 40.12
1.85 | 1.2 |  | 2 | 42.7 | 12.2
3.65 | 1.54 |  | 2 | 72.66 | 20.76
0.6 |  |  | 8 | 33.6 | 9.6
5 | 6 |  | 2 | 154 | 44
7.4 | 6 |  | 2 | 187.6 | 53.6
5.9 | 1.32 |  | 2 | 101.08 | 28.88
3.1 | 7.74 | 0.6 | 1 | 80.08 | 22.88
9.46 | 3.1 | 1.12 | 1 | 95.76 | 27.36
3.45 | 2.1 |  | 1 | 38.85 | 11.1
1.55 | 1.02 |  | 1 | 17.99 | 5.14
1.52 | 1.45 |  | 1 | 20.79 | 5.94
1.8 | 2.05 |  | 2 | 53.9 | 15.4
4 | 2.49 |  | 1 | 45.43 | 12.98
5.45 | 3.22 |  | 1 | 60.69 | 17.34
1.02 | 1.55 |  | 1 | 17.99 | 5.14
3.52 | 1.45 |  | 1 | 34.79 | 9.94
2.75 | 2 |  | 1 | 33.25 | 9.5
5.45 | 3.22 | 0.5 | 1 | 64.19 | 18.34
11.27 | 9.6 | 1.65 | 1 | 157.64 | 45.04
4.45 | 0.6 |  | 2 | 70.7 | 20.2
0.8 | 0.3 |  | 1 | 7.7 | 2.2
0.7 | 0.4 |  | 1 | 7.7 | 2.2
4.98 | 0.5 |  | 4 | 26.304
3.4 | 0.5 |  | 4 | 18.72
1.6 |  |  | 2 | 3.84
1.5 | 0.6 |  | -4 | -3.6
1.5 | 1 |  | -14 | -21
1.5 | 1.8 |  | -4 | -10.8
0.9 | 1 |  | -4 | -3.6
1.1 | 2.5 |  | -4 | -11
3.8 | 2.5 |  | -8 | -76
2.38 | 2.5 |  | -2 | -11.9
0.9 | 2.5 |  | -10 | -22.5
1.5 | 2.5 |  | -10 | -37.5
1.6 | 2.5 |  | -2 | -8
4.35 | 2.5 |  | -4 | -43.5
1.3 | 2.8 |  | -4 | -14.56
1.47 | 2.8 |  | -2 | -8.232
2.75 | 2.8 |  | -2 | -15.4
1 | 2.8 |  | -8 | -22.4
2 | 2.8 |  | -4 | -22.4
1.2 | 2.8 |  | -2 | -6.72
1.54 | 2.8 |  | -2 | -8.624
4.45 | 2.8 |  | -2 | -24.92
|  |  |  | 1271.718 | 455.86
wall TILING
2.9 | 1.1 |  | 2 | 56 | 16
2.5 |  |  | 2 | 35 | 10
2.93 |  |  | 2 | 20.51 | 5.86
1.41 |  |  | 2 | 19.74 | 5.64
1.1 |  |  | 2 | 7.7 | 2.2
4.13 |  |  | 2 | 28.91 | 8.26
1.55 | 1.02 |  | 2 | 35.98 | 10.28
1.52 | 1.45 |  | 2 | 41.58 | 11.88
2.05 | 1.8 |  | 1 | 26.95 | 7.7
1.5 | 1 |  | -2 | -3
0.9 | 1 |  | -2 | -1.8
0.8 | 2.1 |  | -8 | -13.44
1 | 2.1 |  | -2 | -4.2
1.3 | 2.8 |  | -2 | -7.28
0.9 | 2.4 |  | -5 | -10.8
1 | 2.8 |  | -1 | -2.8
0.95 | 2.8 |  | -1 | -2.66
|  |  |  | 226.39 | 77.82
EXTERNAL FINISHES
158.82 | 3.7 | 1 | 587.634 | 158.82
1.5 | 0.6 | -4 | -3.6
1.5 | 1 | -2 | -3
3.8 | 2.5 | -4 | -38
2.38 | 2.5 | -2 | -11.9
1.6 | 2.5 | -2 | -8
4.35 | 2.8 | -2 | -24.36
1.2 | 2.8 | -2 | -6.72
1.54 | 2.8 | -2 | -8.624
1.6 | 2.8 | -2 | -8.96
0.5 | 2.8 | -2 | -2.8
13.33 | 2.8 | -1 | -37.324
|  |  | 434.346 | 158.82
floor area
612.39 |  | 1 | 612.39
17.38 |  | 1 | 17.38
308.5 | 0.2 | -1 | -61.7
16.84 | 0.15 | -1 | -2.526
565.544
floor area
495.58 |  | 1 | 495.58
308.5 | 0.2 | -1 | -61.7
16.84 | 0.15 | -1 | -2.526
431.354

## Foundation (hidden)
PLINTH |  |  | TRENCH |  |  | EXVN | STRIP | PLINTH |  |  | ground beam |  |  | F/W | CONCRETE
10.45 | 1 | 10.45 | 5.95 | 1 | 5.95 | 5.355 | 0.714 | 12.54 |  |  | 10.45 | 1 | 10.45 | 6.27 | 0.627 | 2.09
1.68 | 1 | 1.68 | 1.68 | 1 | 1.68 | 1.512 | 0.2016 | 2.016 |  |  | 1.68 | 1 | 1.68 | 1.008 | 0.1008 | 0.336
1.72 | 1 | 1.72 | 1.72 | 1 | 1.72 | 1.548 | 0.2064 | 2.064 |  |  | 1.72 | 1 | 1.72 | 1.032 | 0.1032 | 0.344
5.84 | 1 | 5.84 | 5.84 | 1 | 5.84 | 5.256 | 0.7008 | 7.008 |  |  | 5.84 | 1 | 5.84 | 3.504 | 0.3504 | 1.168
2.8 | 1 | 2.8 | 2.05 | 1 | 2.05 | 1.845 | 0.246 | 3.36 |  |  | 2.8 | 1 | 2.8 | 1.68 | 0.168 | 0.56
11.45 | 1 | 11.45 | 6.95 | 1 | 6.95 | 6.255 | 0.834 | 13.74 |  |  | 11.45 | 1 | 11.45 | 6.87 | 0.687 | 2.29
11.45 | 1 | 11.45 | 6.95 | 1 | 6.95 | 6.255 | 0.834 | 13.74 |  |  | 11.45 | 1 | 11.45 | 6.87 | 0.687 | 2.29
10.45 | 1 | 10.45 | 5.95 | 1 | 5.95 | 5.355 | 0.714 | 12.54 |  |  | 10.45 | 1 | 10.45 | 6.27 | 0.627 | 2.09
3.25 | 1 | 3.25 | 3.25 | 1 | 3.25 | 2.925 | 0.39 | 3.9 |  |  | 3.25 | 1 | 3.25 | 1.95 | 0.195 | 0.65
6.75 | 1 | 6.75 | 4.5 | 1 | 4.5 | 4.05 | 0.54 | 8.1 |  |  | 6.75 | 1 | 6.75 | 4.05 | 0.405 | 1.35
1.2 | 2 | 2.4 | 1.2 | 2 | 2.4 | 2.16 | 0.288 | 2.88 |  |  | 1.2 | 2 | 2.4 | 1.44 | 0.144 | 0.48
2.5 | 1 | 2.5 | 2.5 | 1 | 2.5 | 2.25 | 0.3 | 3 |  |  | 2.5 | 1 | 2.5 | 1.5 | 0.15 | 0.5
3.7 | 1 | 3.7 | 2.2 | 1 | 2.2 | 1.98 | 0.264 | 4.44 |  |  | 3.7 | 1 | 3.7 | 2.22 | 0.222 | 0.74
17.89 | 1 | 17.89 | 11.89 | 1 | 11.89 | 10.701 | 1.4268 | 21.468 |  |  | 17.89 | 1 | 17.89 | 10.734 | 1.0734 | 3.578
17.89 | 1 | 17.89 | 11.89 | 1 | 11.89 | 10.701 | 1.4268 | 21.468 |  |  | 17.89 | 1 | 17.89 | 10.734 | 1.0734 | 3.578
4.8 | 1 | 4.8 | 4.8 | 1 | 4.8 | 4.32 | 0.576 | 5.76 |  |  | 4.8 | 1 | 4.8 | 2.88 | 0.288 | 0.96
2.55 | 1 | 2.55 | 2.55 | 1 | 2.55 | 2.295 | 0.306 | 3.06 |  |  | 2.55 | 1 | 2.55 | 1.53 | 0.153 | 0.51
3.3 | 1 | 3.3 | 2.55 | 1 | 2.55 | 2.295 | 0.306 | 3.96 |  |  | 3.3 | 1 | 3.3 | 1.98 | 0.198 | 0.66
3.2 | 1 | 3.2 | 1.7 | 1 | 1.7 | 1.53 | 0.204 | 3.84 |  |  | 3.2 | 1 | 3.2 | 1.92 | 0.192 | 0.64
11.79 | 1 | 11.79 | 8.04 | 1 | 8.04 | 7.236 | 0.9648 | 14.148 |  |  | 11.79 | 1 | 11.79 | 7.074 | 0.7074 | 2.358
3.1 | 1 | 3.1 | 3.1 | 1 | 3.1 | 2.79 | 0.372 | 3.72 |  |  | 3.1 | 1 | 3.1 | 1.86 | 0.186 | 0.62
4.89 | 1 | 4.89 | 3.39 | 1 | 3.39 | 3.051 | 0.4068 | 5.868 |  |  | 4.89 | 1 | 4.89 | 2.934 | 0.2934 | 0.978
3.1 | 1 | 3.1 | 1.6 | 1 | 1.6 | 1.44 | 0.192 | 3.72 |  |  | 3.1 | 1 | 3.1 | 1.86 | 0.186 | 0.62
|  | 146.95 |  |  | 103.45 | 93.105 | 12.414 | 181.884 |  | 36.3768 | [5 empty] | 0 |  | T16 | 1013.1535
[13 empty] | 146.95 | 88.17 | 8.817 | 29.39 |  | T8 | 319.6834
| SUBSTRUCTURE | [5 empty] | GROUND | [5 empty] | FIRST
ITEM | HEIGHT | WIDTH | LENGTH | NO. | f/w | VOL OF CONCRETE | HEIGHT | WIDTH | LENGTH | NO. | f/w | VOL OF CONCRETE | HEIGHT | WIDTH | LENGTH | NO. | f/w | VOL OF CONCRETE
C1 | 1.5 | 0.2 | 0.35 | 18 | 29.7 | 1.89 | 4.5 | 0.2 | 0.35 | 18 | 89.1 | 5.67 | 3.6 | 0.2 | 0.35 | 18 | 71.28 | 4.536
C2 | 1.5 | 0.2 | 0.35 | 4 | 6.6 | 0.42 | 4.5 | 0.2 | 0.35 | 4 | 19.8 | 1.26 | 3.6 | 0.2 | 0.35 | 4 | 15.84 | 1.008
TOTAL |  |  |  | 22 | 36.3 | 2.31 |  |  |  | 22 | 108.9 | 6.93 |  |  |  | 22 | 87.12 | 5.544
PAD FOUNDATIONS(CONCRETE)
ITEM | LENGTH | WIDTH | NO. | AREA |  | DEPTH | VOL OF CONCRETE | VOL OF EXCN
F1 | 1.5 | 1.5 | 22 | 49.5 | 1.5 | 0.4 | 19.8 | 74.25 | 247.5
TOTAL |  |  | 22 | 49.5 |  |  | 19.8 | 74.25 | 247.5
PAD FOUNDATION
ITEM | NO OF PADS | LENGTH OF BAR | NO OF PCS | T16 | T20 | T25 | T12
F1 | 22 | 2 | 18 |  |  |  | 792
|  | TOTAL LENGTH |  | 0 | 0 | 0 | 792
|  | KG/M |  | 1.58 | 2.47 | 3.85 | 0.89
|  | TOTAL KG |  | 0 | 0 | 0 | 704.88
COLUMNS- substructure
ITEM | NO OF COLUMNS | LENGTH OF BAR | NO OF PCS | T16 | T20 | T10 | T12 | R8
C1 | 18 | 3 | 6 | 324
| 18 | 1.5 | 9 |  |  |  |  | 243
C2 | 4 | 3 | 6 | 72
| 4 | 1.5 | 9 |  |  |  |  | 54
|  | TOTAL LENGTH |  | 396 | 0 | 0 | 0 | 297
|  | KG/M |  | 1.58 | 2.47 | 0.617 | 0.89 | 0.395
|  | TOTAL KG |  | 625.68 | 0 | 0 | 0 | 117.315
COLUMNS- Ground
ITEM | NO OF COLUMNS | LENGTH OF BAR | NO OF PCS | T16 | T20 | T10 | T12 | R8
C1 | 18 | 6 | 6 | 648
| 18 | 1.5 | 24 |  |  |  |  | 648
C2 | 4 | 6 | 6 | 144
| 4 | 1.5 | 24 |  |  |  |  | 144
|  | TOTAL LENGTH |  | 792 | 0 | 0 | 0 | 792
|  | KG/M |  | 1.58 | 2.47 | 0.617 | 0.89 | 0.395
|  | TOTAL KG |  | 1251.36 | 0 | 0 | 0 | 312.84
COLUMNS- First
ITEM | NO OF COLUMNS | LENGTH OF BAR | NO OF PCS | T16 | T20 | T10 | T12 | R8
C1 | 18 | 3.5 | 6 | 378
| 18 | 1.5 | 24 |  |  |  |  | 648
C2 | 4 | 7 | 6 | 168
| 4 | 1.5 | 34 |  |  |  |  | 204
|  | TOTAL LENGTH |  | 546 | 0 | 0 | 0 | 852
|  | KG/M |  | 1.58 | 2.47 | 0.617 | 0.89 | 0.395
|  | TOTAL KG |  | 862.68 | 0 | 0 | 0 | 336.54
|  | Slab area | 179.77

## Slab MS (hidden)
BEAMS FIRST FLOOR
BEAM NO. | LENGTH | WIDTH | DEPTH OF BEAM | NO OF BEAMS | VOL. OF CONCRETE | TOTAL LENGTH | formwork |  | T25 | T20 | T16 | T12 | T10 | T8
Beam 01 | 10.45 | 0.2 | 0.5 | 1 | 1.045 | 10.45 | 12.54 | 2.09 |  |  | 66.3 |  |  | 79.875
Beam 01 | 11.45 | 0.2 | 0.5 | 1 | 1.145 | 11.45 | 13.74 | 2.29 |  |  | 84.3 |  |  | 87.375
Beam 03 | 11.45 | 0.2 | 0.5 | 1 | 1.145 | 11.45 | 13.74 | 2.29 |  |  | 84.3 |  |  | 87.375
Beam 04 | 10.45 | 0.2 | 0.5 | 1 | 1.045 | 10.45 | 12.54 | 2.09 |  |  | 66.3 |  |  | 79.875
Beam 05 | 6.75 | 0.2 | 0.5 | 1 | 0.675 | 6.75 | 8.1 | 1.35 |  |  | 44.1 |  |  | 52.125
Beam 06 | 3.7 | 0.2 | 0.5 | 1 | 0.37 | 3.7 | 4.44 | 0.74 |  |  | 25.8 |  |  | 29.25
Beam 07 | 17.89 | 0.2 | 0.5 | 1 | 1.789 | 17.89 | 21.468 | 3.578 |  |  | 122.94 |  |  | 135.675
Beam 08 | 17.89 | 0.2 | 0.5 | 1 | 1.789 | 17.89 | 21.468 | 3.578 |  |  | 122.94 |  |  | 135.675
Beam 09 | 16.19 | 0.2 | 0.5 | 1 | 1.619 | 16.19 | 19.428 | 3.238 |  |  | 112.74 |  |  | 122.925
Beam 10 | 11.79 | 0.2 | 0.5 | 1 | 1.179 | 11.79 | 14.148 | 2.358 |  |  | 86.34 |  |  | 89.925
Beam 11 | 3.3 | 0.2 | 0.5 | 1 | 0.33 | 3.3 | 3.96 | 0.66 |  |  | 23.4 |  |  | 26.25
Beam 12 | 3.1 | 0.2 | 0.5 | 1 | 0.31 | 3.1 | 3.72 | 0.62 |  |  | 22.2 |  |  | 24.75
Beam 13 | 4.89 | 0.2 | 0.5 | 1 | 0.489 | 4.89 | 5.868 | 0.978 |  |  | 32.94 |  |  | 38.175
| 1.3 | 0.2 | 0.5 | 1 | 0.13 | 1.3 | 1.56 | 0.26 |  |  | 11.4 |  |  | 11.25
TOTAL |  |  |  |  | 13.06 | 130.6 | 156.72 | 26.12 | 0 | 0 | 906 | 0 | 0 | 1000.5 | 0 | 0 | 0
[9 empty] | 3.85 | 2.47 | 1.58 | 0.89 | 0.62 | 0.395
[9 empty] | 0 | 0 | 1431.48 | 0 | 0 | 395.1975
RING BEAM
BEAM NO. | LENGTH | WIDTH | DEPTH OF BEAM | NO OF BEAMS | VOL. OF CONCRETE | TOTAL LENGTH | formwork |  | T25 | T20 | T16 | T12 | T10 | T8
R BEAM 01 | 10.45 | 0.2 | 0.3 | 1 | 0.627 | 10.45 | 8.36 | 2.09 |  |  | 66.3 |  |  | 79.875
R BEAM 02 | 11.45 | 0.2 | 0.3 | 1 | 0.687 | 11.45 | 9.16 | 2.29 |  |  | 84.3 |  |  | 87.375
R BEAM 03 | 11.45 | 0.2 | 0.3 | 1 | 0.687 | 11.45 | 9.16 | 2.29 |  |  | 84.3 |  |  | 87.375
R BEAM 04 | 6.75 | 0.2 | 0.3 | 1 | 0.405 | 6.75 | 5.4 | 1.35 |  |  | 44.1 |  |  | 52.125
R BEAM 05 | 6.75 | 0.2 | 0.3 | 1 | 0.405 | 6.75 | 5.4 | 1.35 |  |  | 44.1 |  |  | 52.125
R BEAM 06 | 13.1 | 0.2 | 0.3 | 1 | 0.786 | 13.1 | 10.48 | 2.62 |  |  | 82.2 |  |  | 99.75
R BEAM 07 | 13.1 | 0.2 | 0.3 | 1 | 0.786 | 13.1 | 10.48 | 2.62 |  |  | 94.2 |  |  | 99.75
R BEAM 08 | 16.2 | 0.2 | 0.3 | 1 | 0.972 | 16.2 | 12.96 | 3.24 |  |  | 112.8 |  |  | 123
R BEAM 09 | 11.8 | 0.2 | 0.3 | 1 | 0.708 | 11.8 | 9.44 | 2.36 |  |  | 86.4 |  |  | 90
R BEAM 10 | 3.3 | 0.2 | 0.3 | 1 | 0.198 | 3.3 | 2.64 | 0.66 |  |  | 35.4 |  |  | 26.25
R BEAM 11 | 4.89 | 0.2 | 0.3 | 1 | 0.2934 | 4.89 | 3.912 | 0.978 |  |  | 44.94 |  |  | 38.175
R BEAM 12 | 3.1 | 0.2 | 0.3 | 1 | 0.186 | 3.1 | 2.48 | 0.62 |  |  | 34.2 |  |  | 24.75
BEAM | 3.7 | 0.2 | 0.5 | 2 |  | 7.4 | 8.88 | 1.48 |  |  | 75.6 |  |  | 58.5
BEAM | 4.8 | 0.2 | 0.5 | 2 |  | 9.6 | 11.52 | 1.92 |  |  | 88.8 |  |  | 75
TOTAL |  |  |  |  | 6.7404 | 129.34 | 110.272 | 25.868 | 0 | 0 | 977.64 | 0 | 0 | 994.05
[9 empty] | 3.85 | 2.47 | 1.58 | 0.89 | 0.62 | 0.395
[9 empty] | 0 | 0 | 1544.6712 | 0 | 0 | 392.6497
FIRST SLAB
Bar Mark | ø of Bars | №of Bars | №of Elmts | Total № | Cutting length | Total Length | Code | A | B | C | D | T32 | T25 | T20 | T16 | T12 | T10
| 12 | 26 | 1 | 26 | 11 | 286 |  | 11 | [7 empty] | 286
| 12 | 36 | 1 | 36 | 14 | 504 |  | 14 | [7 empty] | 504
| 12 | 16 | 1 | 16 | 10 | 160 |  | 10 | [7 empty] | 160
| 12 | 20 | 1 | 20 | 7 | 140 |  | 7 | [7 empty] | 140
| 12 | 25 | 1 | 25 | 7 | 175 |  | 7 | [7 empty] | 175
| 12 | 6 | 1 | 6 | 4 | 24 |  | 4 | [7 empty] | 24
| 12 | 8 | 1 | 8 | 5 | 40 |  | 5 | [7 empty] | 40
[12 empty] | 0 | 0 | 0 | 0 | 1329 | 0
[16 empty] | 0.89 | 0.62
[16 empty] | 1182.81 | 0
TANK SLAB
Bar Mark | ø of Bars | №of Bars | №of Elmts | Total № | Cutting length | Total Length | Code | A | B | C | D | T32 | T25 | T20 | T16 | T12 | T10
| 12 | 20 | 1 | 20 | 7 | 140 |  | 7 | [7 empty] | 140
| 12 | 25 | 1 | 25 | 7 | 175 |  | 7 | [7 empty] | 175
| 12 | 6 | 1 | 6 | 4 | 24 |  | 4 | [7 empty] | 24
| 12 | 8 | 1 | 8 | 5 | 40 |  | 5 | [7 empty] | 40
[12 empty] | 0 | 0 | 0 | 0 | 379 | 0
[16 empty] | 0.89 | 0.62
[16 empty] | 337.31 | 0
slab
|  | 179.43 | 1 | 179.43
|  | 10.55 | -1 | -10.55
|  | 130.6 | -0.2 | -26.12
142.76
solid slabs
|  | 16.1 | 1 | 16.1 |  | Hollow | 126.66
16.1

## Tanks slab (hidden)
BEAMS FIRST FLOOR
BEAM NO. | LENGTH | WIDTH | DEPTH OF BEAM | NO OF BEAMS | VOL. OF CONCRETE | TOTAL LENGTH | formwork |  | T25 | T20 | T16 | T12 | T10 | T8
BEAM 41 | 7.57 | 0.2 | 0.5 | 1 | 0.757 | 7.57 | 9.084 | 1.514 |  |  | 40.68 |  |  | 77.2
BEAM 42 | 7.57 | 0.2 | 0.5 | 1 | 0.757 | 7.57 | 9.084 | 1.514 |  |  | 40.68 |  |  | 77.2
BEAM 43 | 2.22 | 0.2 | 0.5 | 1 | 0.222 | 2.22 | 2.664 | 0.444 |  |  | 19.28 |  |  | 23.7
BEAM 44 | 4.11 | 0.2 | 0.5 | 1 | 0.411 | 4.11 | 4.932 | 0.822 |  |  | 26.84 |  |  | 42.6
TOTAL |  |  |  |  | 2.147 | 21.47 | 25.764 | 4.294 | 0 | 0 | 127.48 | 0 | 0 | 220.7 | 0 | 0 | 0
[9 empty] | 3.85 | 2.47 | 0.58 | 0.89 | 0.62 | 0.395
[9 empty] | 0 | 0 | 73.9384 | 0 | 0 | 87.1765
FIRST SLAB
Bar Mark | ø of Bars | №of Bars | №of Elmts | Total № | Cutting length | Total Length | Code | A | B | C | D | T32 | T25 | T20 | T16 | T12 | T10
| 10 | 78 | 1 | 78 | 3.5 | 273 |  | 3.5 | [8 empty] | 273
| 10 | 16 | 1 | 16 | 10 | 160 |  | 10 | [8 empty] | 160
[12 empty] | 0 | 0 | 0 | 0 | 0 | 433
[16 empty] | 0.89 | 0.62
[16 empty] | 0 | 268.46
|  |  |  | 0 |  | T16 | 1695.4377
| 245.91 | #REF! | #REF! | #REF! |  | T8 | 712.7538
196.728

## 1BR MS (hidden)
200MMTH WALLING first & second | [6 empty] | curtain rod | Seals | lintels |  |  |  | 150MMTH WALLING | [6 empty] | 200MMTH WALLING | [6 empty] | curtain rod | Seals | lintels
79.42 | 1 | 2.9 | 230.318 | 79.42 | [8 empty] | 3.81 | 1 | 3.1 | 11.811 | 3.81 |  |  | 79.42 | 1 | 2.9 | 230.318 | 79.42
5.26 | 1 | 2.9 | 15.254 | 5.26 | [8 empty] | 0.6 | 2 | 3.1 | 3.72 | 1.2 |  |  | 5.26 | 1 | 2.9 | 15.254 | 5.26
1.8 | 1.8 | -5 | -16.2 |  | -36 |  | -11 | -9 |  |  |  |  | 8.27 | 1 | 3.1 | 25.637 | 8.27 |  |  | 1.8 | 1.8 | -8 | -25.92 |  | -57.6 |  | -17.6 | -14.4
1.8 | 1.2 | -4 | -8.64 |  | -24 |  | -8.8 | -7.2 |  |  |  |  | 5.06 | 1 | 3.1 | 15.686 | 5.06 |  |  | 1.8 | 1.2 | -4 | -8.64 |  | -24 |  | -8.8 | -7.2
0.6 | 1.2 | -5 | -3.6 |  | -18 |  |  | -3 |  |  |  |  | 0.6 | 3 | 3.1 | 5.58 | 1.8 |  |  | 0.6 | 1.2 | -5 | -3.6 |  | -18 |  |  | -3
2.7 | 2.4 | -4 | -25.92 |  | -40.8 |  | -12.4 |  | -13.2 |  |  |  | 4.86 | 4 | 3.1 | 60.264 | 19.44 |  |  | 2.7 | 2.4 | -4 | -25.92 |  | -40.8 |  | -12.4 |  | -13.2
0.9 | 2.1 | -1 | -1.89 |  | -6 |  |  |  | -1.5 |  |  |  | 5.31 | 1 | 3.1 | 16.461 | 5.31 |  |  | 0.9 | 2.1 | -2 | -3.78 |  | -12 |  |  |  | -3
1.2 | 2.4 | -2 | -5.76 |  | -14.4 |  |  |  | -3.6 |  |  |  | 3.31 | 3 | 3.1 | 30.783 | 9.93 |  |  | 1.2 | 2.4 | -2 | -5.76 |  | -14.4 |  |  |  | -3.6
2.1 | 2.4 | -5 | -25.2 |  | -45 |  | -12.5 | [5 empty] | 10.68 | 1 | 3.1 | 33.108 | 10.68 | [5 empty] | 171.952 | 84.68 | -166.8 | 0 | -38.8 | -24.6 | -19.8
|  |  | 158.362 | 84.68 | -184.2 | 0 | -44.7 | -19.2 | -18.3 |  |  |  | 6.47 | 1 | 3.1 | 20.057 | 6.47
INTERNAL FINISHES GF | [12 empty] | 5.26 | 1 | 3.1 | 16.306 | 5.26
|  |  |  | PLASTER | CORNICE | [7 empty] | 5.56 | 1 | 3.1 | 17.236 | 5.56
5.06 | 6.11 |  | 1 | 69.254 | 22.34 | [7 empty] | 1.3 | 1 | 3.1 | 4.03 | 1.3
3.66 | 1.45 |  | 1 | 31.682 | 10.22 | [7 empty] | 0.45 | 10 | 3.1 | 13.95 | 4.5
5.06 | 3.31 | 0.7 | 1 | 56.234 | 18.14 | [7 empty] | 0.55 | 6 | 3.1 | 10.23 | 3.3
5.06 | 3.01 | 0.7 | 1 | 54.374 | 17.54 | [7 empty] | 0.8 | 2.1 | -10 | -16.8 |  | -58 | -14
1.5 | 1.7 |  | 3 | 59.52 | 19.2 | [7 empty] | 0.9 | 2.4 | -4 | -8.64 |  | -26.4 | -6
1.45 | 2.71 |  | 2 | 51.584 | 2.9 | [7 empty] | 1.2 | 2.85 | -3 | -10.26 |  | -24.3
4.86 | 1.25 |  | 1 | 37.882 | 12.22 | [10 empty] | 249.159 | 91.89 | -108.7 | -20
4.86 | 2.26 |  | 1 | 44.144 | 14.24
1.45 | 2.45 |  | 1 | 24.18 | 7.8
1.45 | 2.71 |  | 1 | 25.792 | 8.32
3.31 | 3.61 | 0.7 | 3 | 141.732 | 45.72 |  |  | INTERNAL FINISHES First and second
3.01 | 5.26 |  | 3 | 153.822 | 49.62 | [6 empty] | PLASTER | CORNICE
1.8 | 1.8 |  | -10 | -32.4 |  |  |  | 5.06 | 6.11 |  | 1 | 69.254 | 22.34
1.8 | 1.2 |  | -4 | -8.64 |  |  |  | 3.66 | 1.45 |  | 1 | 31.682 | 10.22
0.6 | 1.2 |  | -5 | -3.6 |  |  |  | 5.06 | 3.31 | 0.7 | 1 | 56.234 | 18.14
2.7 | 2.4 |  | -4 | -25.92 |  |  |  | 5.06 | 3.01 | 0.7 | 1 | 54.374 | 17.54
0.9 | 2.1 |  | -1 | -1.89 |  |  |  | 1.5 | 1.7 |  | 3 | 59.52 | 19.2
1.2 | 2.4 |  | -2 | -5.76 |  |  |  | 1.45 | 2.71 |  | 2 | 51.584 | 2.9
0.8 | 2.1 |  | -20 | -33.6 |  |  |  | 4.86 | 1.25 |  | 1 | 37.882 | 12.22
0.9 | 2.4 |  | -8 | -17.28 |  |  |  | 4.86 | 2.26 |  | 1 | 44.144 | 14.24
1.2 | 2.85 |  | -6 | -20.52 |  |  |  | 1.45 | 2.45 |  | 1 | 24.18 | 7.8
|  |  |  | 600.59 | 228.26 |  |  | 1.45 | 2.71 |  | 1 | 25.792 | 8.32
[8 empty] | 3.31 | 3.61 | 0.7 | 3 | 141.732 | 45.72
TILING | [7 empty] | 3.01 | 5.26 |  | 3 | 153.822 | 49.62
|  |  |  | PLASTER | CORNICE |  |  | 1.8 | 1.8 |  | -5 | -16.2
1.45 | 3.66 |  | 1 | 31.682 | 10.22 |  |  | 1.8 | 1.2 |  | -4 | -8.64
1.45 | 2.71 |  | 3 | 77.376 | 24.96 |  |  | 0.6 | 1.2 |  | -5 | -3.6
1.45 | 2.45 |  | 1 | 24.18 | 7.8 |  |  | 2.7 | 2.4 |  | -4 | -25.92
7.48 |  |  | 1 | 23.188 | 7.48 |  |  | 0.9 | 2.1 |  | -1 | -1.89
6.84 |  |  | 3 | 63.612 | 20.52 |  |  | 1.2 | 2.4 |  | -2 | -5.76
0.6 | 1.2 |  | -5 | -3.6 |  |  |  | 0.8 | 2.1 |  | -20 | -33.6
1.5 | 1.4 |  | -1 | -2.1 |  |  |  | 0.9 | 2.4 |  | -8 | -17.28
1.1 | 1.2 |  | -1 | -1.32 |  |  |  | 1.2 | 2.85 |  | -6 | -20.52
0.8 | 2.1 |  | -4 | -6.72 |  |  |  | 2.1 | 2.4 |  | -5 | -25.2
0.9 | 2.4 |  | -5 | -10.8 | [7 empty] | 591.59 | 228.26
|  |  |  | 195.498 | 70.98
EXTERNAL FINISHES
79.42 | 1 | 2.9 | 230.318 | 79.42
0.45 | 10 | 2.9 | 13.05 | 4.5
0.55 | 6 | 2.9 | 9.57 | 3.3
1.8 | 1.8 | -10 | -32.4
1.8 | 1.2 | -4 | -8.64
0.6 | 1.2 | -5 | -3.6
2.7 | 2.4 | -4 | -25.92
0.9 | 2.1 | -1 | -1.89
1.2 | 2.4 | -2 | -5.76
|  |  | 174.728 | 87.22
Ground floor area |  |  |  |  | First floor area |  |  |  |  | Second floor area
231.61 |  | 1 | 231.61 |  | 253.74 |  | 1 | 253.74 |  | 253.74 |  | 1 | 253.74
84.68 | 0.2 | -1 | -16.936 |  | 84.68 | 0.2 | -1 | -16.936 |  | 84.68 | 0.2 | -1 | -16.936
91.89 | 0.15 | -1 | -13.7835 |  | 91.89 | 0.15 | -1 | -13.7835 |  | 91.89 | 0.15 | -1 | -13.7835
|  |  | 200.8905 |  | 8.23 | 1 | -1 | -8.23 |  | 8.23 | 1 | -1 | -8.23
[5 empty] | 8.41 | 1 | -1 | -8.41 |  | 8.41 | 1 | -1 | -8.41
[8 empty] | 206.3805 |  |  |  |  | 206.3805
Ground floor ceiling area |  |  |  |  | First floor ceiling area |  |  |  |  | Second floor ceiling area
231.61 |  | 1 | 231.61 |  | 253.74 |  | 1 | 253.74 |  | 253.74 |  | 1 | 253.74
84.68 | 0.2 | -1 | -16.936 |  | 84.68 | 0.2 | -1 | -16.936 |  | 84.68 | 0.2 | -1 | -16.936
91.89 | 0.15 | -1 | -13.7835 |  | 91.89 | 0.15 | -1 | -13.7835 |  | 91.89 | 0.15 | -1 | -13.7835
8.23 | 1 | -1 | -8.23 |  | 8.23 | 1 | -1 | -8.23 |  |  |  | -1 | 0
8.41 | 1 | -1 | -8.41 |  | 8.41 | 1 | -1 | -8.41 |  |  |  | -1 | 0
|  |  | 184.2505 |  |  |  |  | 206.3805 |  |  |  |  | 223.0205
TIE BEAM |  |  | RAFTER | [5 empty] | ridges |  |  |  | gutter
4.35 | 2 | 8.7 | 2.4 | 4 |  |  | 9.6 |  | 2.4 | 2 | 4.8 |  | 2.4 | 1 | 2.4
6.45 | 6 | 38.7 | 3.6 | 12 |  |  | 43.2 |  | 1.05 | 1 | 1.05 |  | 3.6 | 2 | 7.2
7.85 | 2 | 15.7 | 4.4 | 4 |  |  | 17.6 |  | 3.6 | 2 | 7.2 |  | 4.4 | 1 | 4.4
4.6 | 6 | 27.6 | 2.6 | 12 |  |  | 31.2 |  | 4 | 1 | 4 |  | 2.6 | 6 | 15.6
7.5 | 2 | 15 | 4.2 | 4 |  |  | 16.8 |  | 4.4 | 2 | 8.8 |  | 4.2 | 2 | 8.4
4.7 | 2 | 9.4 | 2.6 | 4 |  |  | 10.4 |  | 1.3 | 1 | 1.3 |  | 2.6 | 1 | 2.6
7.85 | 20 | 157 | 4.4 | 40 |  |  | 176 |  | 2.6 | 6 | 15.6 |  |  |  | 0
|  | 0 |  | 0 |  |  | 0 |  | 1.2 | 3 | 3.6 |  |  |  | 40.6
|  | 0 |  |  |  |  | 0 |  | 4.2 | 2 | 8.4
|  | 272.1 |  |  |  |  | 304.8 |  | 1.3 | 1 | 1.3
STRUTS/TIES |  |  | PURLINS | [5 empty] | 2.6 | 2 | 5.2
3 | 2 | 6 | [6 empty] | 4.4 | 4 | 17.6
4 | 6 | 24 | [6 empty] | 22.85 | 1 | 22.85
5 | 2 | 10 | [8 empty] | 0
3 | 6 | 18 | [8 empty] | 0
4 | 2 | 8
3 | 2 | 6
5 | 20 | 100 | [8 empty] | 101.7
|  | 0 | [8 empty] | 0
172

## First Floor MS (hidden)
200MMTH WALLING | [6 empty] | 150MMTH WALLING
9.55 | 1 | 3.1 | 29.605 | 9.55 |  |  | 0.6 | 3 | 3.6 | 6.48 | 1.8
4.4 | 2 | 3.1 | 27.28 | 8.8 |  |  | 1.07 | 1 | 3.6 | 3.852 | 1.07
10.64 | 1 | 3.1 | 32.984 | 10.64 | [5 empty] | 10.332 | 1.8
3.26 | 2 | 3.1 | 20.212 | 6.52
2.85 | 1 | 3.1 | 8.835 | 2.85
4 | 1 | 3.1 | 12.4 | 4
10.42 | 1 | 3.1 | 32.302 | 10.42
5.49 | 2 | 3.1 | 34.038 | 10.98
1.9 | 1 | 3.1 | 5.89 | 1.9
7.09 | 1 | 3.1 | 21.979 | 7.09
6.22 | 1 | 3.1 | 19.282 | 6.22
3.61 | 3 | 3.1 | 33.573 | 10.83
1.76 | 2 | 3.1 | 10.912 | 3.52
1.93 | 1 | 3.1 | 5.983 | 1.93
1.44 | 2 | 3.1 | 8.928 | 2.88
3 | 1 | 3.1 | 9.3 | 3
6.6 | 2 | 3.1 | 40.92 | 13.2
3.9 | 1 | 3.1 | 12.09 | 3.9
5.3 | 1 | 3.1 | 16.43 | 5.3
0.6 | 2 | 3.1 | 3.72 | 1.2
0.99 | 1 | 3.1 | 3.069 | 0.99
9.02 | 1 | 3.1 | 27.962 | 9.02
16 | 1 | 3.1 | 49.6 | 16
2.83 | 2 | 3.1 | 17.546 | 5.66
6.73 | 1 | 3.1 | 20.863 | 6.73
2.17 | 1 | 3.1 | 6.727 | 2.17
12.67 | 1 | 3.1 | 39.277 | 12.67
6.53 | 2 | 3.1 | 40.486 | 13.06
7.18 | 1 | 3.1 | 22.258 | 7.18
8 | 1 | 3.1 | 24.8 | 8
1.67 | 1 | 3.1 | 5.177 | 1.67
3.07 | 1 | 3.1 | 9.517 | 3.07
4.01 | 1 | 3.1 | 12.431 | 4.01
1.53 | 1 | 3.1 | 4.743 | 1.53
15.86 | 1 | 3.1 | 49.166 | 15.86
0.45 | 2 | 3.1 | 2.79 | 0.9
0.75 | 1 | 3.1 | 2.325 | 0.75
11.31 | 1 | 3.1 | 35.061 | 11.31
0.6 | 1 | 3.1 | 1.86 | 0.6
7.57 | 2 | 1.5 | 22.71 | 15.14
2.22 | 2 | 1.5 | 6.66
1 | 1.5 | -4 | -6 |  | -20 |  | curtain rod | Seals
1.1 | 1.5 | -1 | -1.65 |  | -5.2 |  | -1.5 | -1.1
6 | 2.3 | -1 | -13.8 |  | -16.6 |  | -6.4 | -6
1.2 | 2 | -2 | -4.8 |  | -12.8 |  | -3.2 | -2.4
1.5 | 2 | -1 | -3 |  | -7 |  | -1.9 | -1.5
2.8 | 1.2 | -1 | -3.36 |  | -8 |  | -3.2 | -2.8
1.7 | 2 | -1 | -3.4 |  | -7.4 |  | -2.1 | -1.7
1.2 | 3.1 | -1 | -3.72 |  | -8.6 |  | -1.6 | -1.2
2.1 | 1.2 | -1 | -2.52 |  | -6.6 |  | -2.5 | -2.1
1.5 | 1.2 | -1 | -1.8 |  | -5.4 |  | -1.9 | -1.5
1 | 2.4 | -1 | -2.4 |  | -6.8 |  | -1.4 |  | -1.6
2.1 | 2.4 | -1 | -5.04 |  | -9 |  | -2.5 |  | -2.7
5 | 2.4 | -1 | -12 |  | -14.8 |  | -5.4 |  | -5.6
1.2 | 2.4 | -1 | -2.88 |  | -7.2 |  | -1.6 |  | -1.8
2.2 | 2.4 | -1 | -5.28 |  | -9.2 |  | -2.6 |  | -2.8
2.5 | 2.4 | -1 | -6 |  | -9.8 |  | -2.9 |  | -3.1
3 | 2.4 | -1 | -7.2 |  | -10.8 |  | -3.4 |  | -3.6
0.9 | 2.4 | -6 | -12.96 |  | -39.6 |  |  |  | -9
1 | 2.4 | -1 | -2.4 |  | -6.8 |  | -1.4 |  | -1.6
0.8 | 2.1 | -4 | -6.72 |  | -23.2 |  |  |  | -5.6
1.07 | 2.7 | -1 | -2.889 |  | -7.54
1.28 | 2.7 | -1 | -3.456 |  | -7.96
0.9 | 2.7 | -1 | -2.43 |  | -7.2
1.67 | 2.7 | -1 | -4.509 |  | -8.74
3.07 | 2.7 | -1 | -8.289 |  | -11.54
15.86 | 2.7 | -1 | -42.822 |  | -37.12
3.37 | 2.7 | -2 | -18.198 |  | -24.28
6.53 | 2.7 | -1 | -17.631 |  | -18.46
2.18 | 2.7 | -1 | -5.886 |  | -9.76
11.31 | 2.7 | -1 | -30.537 |  | -28.02
1.44 | 2.7 | -2 | -7.776 |  | -16.56
3 | 2.7 | -1 | -8.1 |  | -11.4
1.89 | 2.7 | -1 | -5.103 |  | -9.18
1.83 | 2.7 | -1 | -4.941 |  | -9.06
4.4 | 2.7 | -1 | -11.88 |  | -14.2
3.26 | 2.7 | -2 | -17.604 |  | -23.84
4.44 | 2.7 | -1 | -11.988 |  | -14.28
|  |  | 480.722 | 261.05 | -493.94 | 0 | -43.83 | -16.3 | -30.2
INTERNAL FINISHES GF
|  |  |  | PLASTER | CORNICE
3.35 | 4.4 |  | 1 | 52.7 | 15.5
5.49 | 3.93 |  | 1 | 64.056 | 18.84
2.29 | 1.9 |  | 1 | 28.492 | 8.38
3 | 1.9 |  | 1 | 33.32 | 9.8
4.4 | 1.83 |  | 1 | 42.364 | 12.46
4.17 | 4 |  | 1 | 55.556 | 16.34
2.3 | 1.1 |  | 1 | 23.12 | 6.8
2.85 | 1.49 |  | 1 | 29.512 | 8.68
0.5 | 0.5 |  | 1 | 6.8 | 2
3.68 | 1.89 |  | 1 | 37.876 | 11.14
3.91 | 3.61 |  | 1 | 51.136 | 15.04
1.44 | 3 |  | 1 | 30.192 | 8.88
4.23 | 3.9 | 0.6 | 1 | 59.364 | 17.46
74.15 |  |  | 1 | 252.11 | 74.15
3.9 | 3.77 |  | 1 | 52.156 | 15.34
0.56 | 0.99 |  | 1 | 10.54 | 3.1
2.83 | 3.13 |  | 1 | 40.528 | 11.92
1.77 | 1.2 |  | 1 | 20.196 | 5.94
3.12 | 2.15 |  | 1 | 35.836 | 10.54
2.83 | 3.12 |  | 1 | 40.46 | 11.9
6.53 | 9.13 |  | 1 | 106.488 | 31.32
6.93 | 3.1 |  | 1 | 68.204 | 20.06
30.7 |  |  | 1 | 104.38 | 30.7
20.08 |  |  | 1 | 68.272 | 20.08
1 | 1.5 |  | -6 | -9
1.1 | 1.5 |  | -1 | -1.65
6 | 2.3 |  | -2 | -27.6
1.2 | 2 |  | -2 | -4.8
1.5 | 2 |  | -2 | -6
2.8 | 1.2 |  | -1 | -3.36
1.7 | 2 |  | -1 | -3.4
1.2 | 3.1 |  | -1 | -3.72
2.1 | 1.2 |  | -1 | -2.52
1.5 | 1.2 |  | -2 | -3.6
1 | 2.4 |  | -2 | -4.8
2.1 | 2.4 |  | -2 | -10.08
5 | 2.4 |  | -2 | -24
1.2 | 2.4 |  | -2 | -5.76
2.2 | 2.4 |  | -2 | -10.56
2.5 | 2.4 |  | -2 | -12
3 | 2.4 |  | -2 | -14.4
0.9 | 2.4 |  | -12 | -25.92
1 | 2.4 |  | -2 | -4.8
0.8 | 2.1 |  | -8 | -13.44
1.07 | 2.7 |  | -1 | -2.889
1.28 | 2.7 |  | -2 | -6.912
2.18 | 2.7 |  | -2 | -11.772
2.12 | 2.7 |  | -2 | -11.448
0.9 | 2.7 |  | -2 | -4.86
1.67 | 2.7 |  | -1 | -4.509
3.07 | 2.7 |  | -1 | -8.289
15.86 | 2.7 |  | -1 | -42.822
3.37 | 2.7 |  | -2 | -18.198
6.53 | 2.7 |  | -1 | -17.631
11.31 | 2.7 |  | -1 | -30.537
1.44 | 2.7 |  | -2 | -7.776
3 | 2.7 |  | -1 | -8.1
1.89 | 2.7 |  | -1 | -5.103
1.83 | 2.7 |  | -1 | -4.941
4.4 | 2.7 |  | -1 | -11.88
3.26 | 2.7 |  | -2 | -17.604
4.44 | 2.7 |  | -1 | -11.988
|  |  |  | 894.989 | 386.37
TILING
|  |  |  | PLASTER | CORNICE
2.29 | 1.9 |  | 1 | 28.492 | 8.38
2.85 | 1.49 |  | 1 | 29.512 | 8.68
3.9 | 1.77 |  | 1 | 38.556 | 11.34
2.83 | 3.12 |  | 1 | 40.46 | 11.9
1.5 | 1.2 |  | -1 | -1.8
2.1 | 1.2 |  | -1 | -2.52
1.7 | 2 |  | -1 | -3.4
1.5 | 2 |  | -1 | -3
0.8 | 2.1 |  | -4 | -6.72
|  |  |  | 119.58 | 40.3
EXTERNAL FINISHES
107.37 | 1 | 3.6 | 386.532 | 107.37
7.75 | 4 | 1.5 | 46.5
2.22 | 4 | 1.5 | 13.32
1 | 1.5 | -2 | -3
1.1 | 1.5 | -1 | -1.65
6 | 2.3 | -1 | -13.8
1.2 | 2 | -2 | -4.8
1.5 | 2 | -1 | -3
2.8 | 1.2 | -1 | -3.36
1.7 | 2 | -1 | -3.4
1.2 | 3.1 | -1 | -3.72
2.1 | 1.2 | -1 | -2.52
1.5 | 1.2 | -1 | -1.8
1.07 | 2.7 | -1 | -2.889
0.9 | 2.7 | -1 | -2.43
1.67 | 2.7 | -1 | -4.509
3.07 | 2.7 | -1 | -8.289
15.86 | 2.7 | -1 | -42.822
3.37 | 2.7 | -2 | -18.198
6.53 | 2.7 | -1 | -17.631
11.31 | 2.7 | -1 | -30.537
1.44 | 2.7 | -2 | -7.776
3 | 2.7 | -1 | -8.1
1.89 | 2.7 | -1 | -5.103
1.83 | 2.7 | -1 | -4.941
4.4 | 2.7 | -1 | -11.88
3.26 | 2.7 | -2 | -17.604
4.44 | 2.7 | -1 | -11.988
|  |  | 210.605 | 107.37
floor area
431.11 |  | 1 | 431.11
261.05 | 0.2 | -1 | -52.21
1.8 | 0.15 | -1 | -0.27
22.44 |  | -1 | -22.44
29.95 |  | -1 | -29.95
326.24
floor area
431.11 |  | 1 | 431.11
261.05 | 0.2 | -1 | -52.21
1.8 | 0.15 | -1 | -0.27
378.63
TIE BEAM |  |  | RAFTER | [5 empty] | ridges |  |  | Valleys
1.2 | 7 | 8.4 | 1.32 | 14 |  |  | 18.48 |  | 2.5 | 2 | 5 | 2.5 | 2 | 5 | 28
4.26 | 3 | 12.78 | 4.7 | 12 |  |  | 56.4 |  | 3.26 | 1 | 3.26 | 5.8 | 1 | 5.8 | 24
4.49 | 4 | 17.96 | 2.5 | 16 |  |  | 40 |  | 5.8 | 4 | 23.2 | 4.9 | 1 | 4.9 | 32
10.5 | 8 | 84 | 5.8 | 32 |  |  | 185.6 |  | 4.9 | 2 | 9.8 | 7.8 | 1 | 7.8 | 64
8.78 | 6 | 52.68 | 4.9 | 24 |  |  | 117.6 |  | 7.08 | 1 | 7.08 | 9 | 4 | 36 | 48
14.05 | 3 | 42.15 | 7.8 | 12 |  |  | 93.6 |  | 7.8 | 2 | 15.6 |  |  | 0 | 24
16.14 | 13 | 209.82 | 9 | 52 |  |  | 468 |  | 9 | 6 | 54 |  |  | 0 | 104
3 | 11 | 33 | 3.4 | 22 |  |  | 74.8 |  | 2.7 | 1 | 2.7 |  |  | 0 | 44
4 | 4 | 16 | 4.5 | 8 |  |  | 36 |  | 3.4 | 11 | 37.4 |  |  | 0 | 16
|  | 0 |  | 0 |  |  | 0 |  | 4 | 4 | 16 |  |  | 0 | 0
|  | 0 |  | 0 |  |  | 0 |  |  |  | 0 |  |  |  | 0
|  | 0 |  | 0 |  |  | 0 |  |  |  | 0
|  | 0 |  | 0 |  |  | 0 |  |  |  | 0 |  |  | 59.5
|  | 0 |  |  |  |  | 0 |  |  |  | 0
|  | 476.79 |  |  |  |  | 1090.48 |  |  |  | 0
STRUTS/TIES |  |  | PURLINS | [7 empty] | 0
2 | 7 | 14 | [8 empty] | 0
5 | 3 | 15 | [8 empty] | 0
3 | 4 | 12 | [8 empty] | 0
6 | 8 | 48 | [8 empty] | 0
5 | 6 | 30
8 | 3 | 24
9 | 13 | 117 | [8 empty] | 174.04
4 | 11 | 44
5 | 4 | 20 | [8 empty] | 0
324

## swimming pools (hidden)
swimming pool bases
ITEM | LENGTH | WIDTH | NO. | AREA | DEPTH | CONCRETE
lower ground | 16.03 | 10.43 | 1 | 167.1929 | 0.25 | 41.7982 | 110.2652 | 52.92 |  | 181.72 | 202.3034
mid level | 6.68 | 10.58 | 2 | 141.3488 | 0.2 | 28.2698 |  | 34.52 |  | 365.85
mid level | 6.68 | 16.83 | 1 | 112.4244 | 0.2 | 22.4849
PUMP ROOM | 7.47 | 4.48 | 1 | 33.4656 | 0.2 | 6.6931
TOTAL |  |  |  | 420.9661 |  | 92.5529 | 110.2652 | 87.44
swimming pool walls
ITEM | LENGTH | HEIGHT | NO. | AREA | DEPTH | CONCRETE | FORMWORK
LOWER | 15.53 | 1.75 | 2 | 54.355 | 0.2 | 10.871 | 108.71 | 31.06
| 9.93 | 1.5 | 1 | 14.895 | 0.2 | 2.979 | 29.79 | 9.93
| 9.93 | 2 | 1 | 19.86 | 0.2 | 3.972 | 39.72 | 9.93
Pump room | 7.07 | 2 | 2 | 28.28 | 0.2 | 5.656 | 56.56 | 14.14
| 4.08 | 2 | 2 | 16.32 | 0.2 | 3.264 | 32.64 | 8.16
TOTAL |  |  |  | 133.71 |  | 17.822 | 267.42 | 50.92
STEEL FOUNDATION
ITEM | NO OF PADS | LENGTH OF BAR | NO OF PCS | T16 | T12 | T25
lower | 1 | 5.28 | 68 |  | 359.04
| 1 | 12 | 68 |  | 816
| 1 | 3 | 68 |  | 204
| 1 | 12 | 68 |  | 816
| 1 | 2.4 | 68 |  | 163.2
| 1 | 2.68 | 68 |  | 182.24
| 1 | 10.13 | 105 |  | 1063.65
| 1 | 10.13 | 105 |  | 1063.65
mid level 1 | 2 | 6.88 | 72 |  | 990.72
| 2 | 6.88 | 72 |  | 990.72
| 2 | 12 | 46 |  | 1104
| 2 | 12 | 46 |  | 1104
mid level 2 | 1 | 6.88 | 72 |  | 495.36
| 1 | 6.88 | 72 |  | 495.36
| 1 | 21.03 | 46 |  | 967.38
| 1 | 21.03 | 46 |  | 967.38
Pump room | 4 | 7.67 | 23 |  | 705.64
| 4 | 4.68 | 39 |  | 730.08
|  | TOTAL LENGTH |  | 0 | 13218.42 | 0
|  | KG/M |  | 1.58 | 0.89 | 3.85
|  | TOTAL KG |  | 0 | 11764.3938 | 0
swimming pool walls
ITEM | NO OF PADS | LENGTH OF BAR | NO OF PCS | T16 | T25 | T12 | t20
lower verticle | 1 | 2.54 | 68 |  |  | 172.72
| 1 | 2.54 | 68 |  |  | 172.72
| 1 | 2.04 | 68 |  |  | 138.72
| 1 | 2.04 | 68 |  |  | 138.72
| 2 | 2.4 | 105 |  |  | 504
| 2 | 2.4 | 105 |  |  | 504
Lower horizontal | 1 | 11 | 11 |  |  | 121
| 1 | 11 | 11 |  |  | 121
| 1 | 11 | 15 |  |  | 165
| 1 | 11 | 15 |  |  | 165
| 2 | 18 | 13 |  |  | 468
| 2 | 18 | 13 |  |  | 468
pumproom | 2 | 2.4 | 72 |  |  | 345.6
| 2 | 2.4 | 48 |  |  | 230.4
| 2 | 7.67 | 22 |  |  | 337.48
| 2 | 4.68 | 22 |  |  | 205.92
|  | TOTAL LENGTH |  | 0 | 0 | 4258.28 | 0
|  | KG/M |  | 1.58 | 3.85 | 0.89 | 2.47
|  | TOTAL KG |  | 0 | 0 | 3789.8692 | 0 | 3789.8692
swimming pool bases
ITEM | LENGTH | WIDTH | NO. | AREA | DEPTH | CONCRETE
lower ground | 15.53 | 9.93 | 1 | 154.2129 | 0.25 | 38.5532 | 50.92 | 1.22
mid level | 6.68 | 10.58 | 2 | 141.3488 | 0.2 | 28.2698 | 34.52 | 0.98 | 67.6592
mid level | 6.68 | 16.83 | 1 | 112.4244 | 0.2 | 22.4849 | 47.02 | 0.65 | 30.563
TOTAL |  |  |  | 407.9861 |  | 89.3079 | 132.46 |  | 98.2222

## 2 BR Foundation (hidden)
PLINTH |  |  | TRENCH |  |  | EXVN | STRIP | PLINTH |  |  | ground beam |  |  | F/W | CONCRETE
18.5 | 1 | 18.5 | 12.5 | 1 | 12.5 | 11.25 | 1.5 | 18.5 |  |  | 18.5 | 1 | 18.5 | 11.1 | 1.11 | 3.7
18.5 | 2 | 37 | 11 | 2 | 22 | 19.8 | 2.64 | 37 |  |  | 18.5 | 2 | 37 | 22.2 | 2.22 | 7.4
4.4 | 2 | 8.8 | 3.4 | 2 | 6.8 | 6.12 | 0.816 | 8.8 |  |  | 4.4 | 2 | 8.8 | 5.28 | 0.528 | 1.76
9.3 | 2 | 18.6 | 6.3 | 2 | 12.6 | 11.34 | 1.512 | 18.6 |  |  | 9.3 | 2 | 18.6 | 11.16 | 1.116 | 3.72
10.8 | 2 | 21.6 | 7.3 | 2 | 14.6 | 13.14 | 1.752 | 21.6 |  |  | 10.8 | 2 | 21.6 | 12.96 | 1.296 | 4.32
7 | 2 | 14 | 4.25 | 2 | 8.5 | 7.65 | 1.02 | 14 |  |  | 7 | 2 | 14 | 8.4 | 0.84 | 2.8
3.8 | 1 | 3.8 | 3.05 | 1 | 3.05 | 2.745 | 0.366 | 3.8 |  |  | 3.8 | 1 | 3.8 | 2.28 | 0.228 | 0.76
0.45 | 8 | 3.6 | [5 empty] | 3.6 |  |  | 0.45 | 8 | 3.6 | 2.16 | 0.216 | 0.72
0.55 | 4 | 2.2 | [5 empty] | 2.2 |  |  | 0.55 | 4 | 2.2 | 1.32 | 0.132 | 0.44
|  | 128.1 |  |  | 80.05 | 72.045 | 9.606 | 128.1 |  | 25.62 | [5 empty] | 0 |  | T16 | 883.1913
[13 empty] | 128.1 | 76.86 | 7.686 | 25.62 |  | T8 | 278.7317
| SUBSTRUCTURE | [5 empty] | GROUND/FIRST | [5 empty] | SECOND
ITEM | HEIGHT | WIDTH | LENGTH | NO. | f/w | VOL OF CONCRETE | HEIGHT | WIDTH | LENGTH | NO. | f/w | VOL OF CONCRETE | HEIGHT | WIDTH | LENGTH | NO. | f/w | VOL OF CONCRETE
C1 | 1.5 | 0.2 | 0.2 | 21 | 25.2 | 1.26 | 2.8 | 0.2 | 0.2 | 21 | 47.04 | 2.352 | 2.95 | 0.2 | 0.2 | 21 | 49.56 | 2.478
TOTAL |  |  |  | 21 | 25.2 | 1.26 |  |  |  | 21 | 47.04 | 2.352 |  |  |  | 21 | 49.56 | 2.478
PAD FOUNDATIONS(CONCRETE)
ITEM | LENGTH | WIDTH | NO. | AREA |  | DEPTH | VOL OF CONCRETE | VOL OF EXCN
F1 | 1.5 | 1.5 | 17 | 38.25 | 1.5 | 0.4 | 15.3 | 57.375 | 191.25
F2 | 1 | 1 | 4 | 4 | 1.5 | 0.5 | 2 | 6 | 28
TOTAL |  |  | 21 | 42.25 |  |  | 17.3 | 63.375 | 219.25
PAD FOUNDATION
ITEM | NO OF PADS | LENGTH OF BAR | NO OF PCS | T16 | T20 | T25 | T12
F1 | 17 | 2 | 22 |  |  |  | 748
F2 | 4 | 2 | 16 |  |  |  | 128
|  | TOTAL LENGTH |  | 0 | 0 | 0 | 876
|  | KG/M |  | 1.58 | 2.47 | 3.85 | 0.89
|  | TOTAL KG |  | 0 | 0 | 0 | 779.64
COLUMNS- substructure
ITEM | NO OF COLUMNS | LENGTH OF BAR | NO OF PCS | T16 | T20 | T10 | T12 | R8
C1 | 21 | 3 | 6 | 378
| 21 | 0.9 | 9 |  |  |  |  | 170.1
|  | TOTAL LENGTH |  | 378 | 0 | 0 | 0 | 170.1
|  | KG/M |  | 1.58 | 2.47 | 0.617 | 0.89 | 0.395
|  | TOTAL KG |  | 597.24 | 0 | 0 | 0 | 67.1895
COLUMNS- Ground/first
ITEM | NO OF COLUMNS | LENGTH OF BAR | NO OF PCS | T16 | T20 | T10 | T12 | R8
C1 | 21 | 4.1 | 6 | 516.6
| 21 | 0.9 | 16 |  |  |  |  | 302.4
|  | TOTAL LENGTH |  | 516.6 | 0 | 0 | 0 | 302.4
|  | KG/M |  | 1.58 | 2.47 | 0.617 | 0.89 | 0.395
|  | TOTAL KG |  | 816.228 | 0 | 0 | 0 | 119.448
COLUMNS- Second
ITEM | NO OF COLUMNS | LENGTH OF BAR | NO OF PCS | T16 | T20 | T10 | T12 | R8
C1 | 21 | 3 | 6 | 378
| 21 | 0.9 | 16 |  |  |  |  | 302.4
|  | TOTAL LENGTH |  | 378 | 0 | 0 | 0 | 302.4
|  | KG/M |  | 1.58 | 2.47 | 0.617 | 0.89 | 0.395
|  | TOTAL KG |  | 597.24 | 0 | 0 | 0 | 119.448
|  | Slab area | 191.55

## 2BR slab MS (hidden)
BEAMS FIRST FLOOR
BEAM NO. | LENGTH | WIDTH | DEPTH OF BEAM | NO OF BEAMS | VOL. OF CONCRETE | TOTAL LENGTH | formwork |  | T25 | T20 | T16 | T12 | T10 | T8
Beam 01 | 8.3 | 0.2 | 0.45 | 1 | 0.747 | 8.3 | 9.13 | 1.66 |  |  | 65.4 |  |  | 59.5
Beam 02 | 18.5 | 0.2 | 0.5 | 1 | 1.85 | 18.5 | 22.2 | 3.7 |  |  | 150.6 |  |  | 130.9
Beam 03 | 18.5 | 0.2 | 0.45 | 1 | 1.665 | 18.5 | 20.35 | 3.7 |  |  | 150.6 |  |  | 130.9
Beam 04 | 4.5 | 0.2 | 0.45 | 2 | 0.81 | 9 | 9.9 | 1.8 |  |  | 61.2 |  |  | 65.8
Beam 11 | 20.7 | 0.2 | 0.45 | 1 | 1.863 | 20.7 | 22.77 | 4.14 |  |  | 163.8 |  |  | 146.3
Beam 05 | 4.6 | 0.2 | 0.45 | 2 | 0.828 | 9.2 | 10.12 | 1.84 |  |  | 62.4 |  |  | 67.2
Beam 09 | 4 | 0.2 | 0.45 | 2 | 0.72 | 8 | 8.8 | 1.6 |  |  | 55.2 |  |  | 58.8
Beam 06 | 9.5 | 0.2 | 0.5 | 2 | 1.9 | 19 | 22.8 | 3.8 |  |  | 121.2 |  |  | 135.8
Beam 07 | 11.22 | 0.2 | 0.5 | 2 | 2.244 | 22.44 | 26.928 | 4.488 |  | 35.46 |  |  |  | 159.88
Beam 08 | 7.21 | 0.2 | 0.5 | 2 | 1.442 | 14.42 | 17.304 | 2.884 |  |  | 93.72 |  |  | 103.74
Beam 10 | 3.59 | 0.2 | 0.5 | 3 | 1.077 | 10.77 | 12.924 | 2.154 |  |  | 75.42 |  |  | 79.59
| 0.45 | 0.2 | 0.5 | 8 | 0.36 | 3.6 | 4.32 | 0.72 |  |  | 50.4 |  |  | 36.4
| 0.55 | 0.2 | 0.5 | 4 | 0.22 | 2.2 | 2.64 | 0.44 |  |  | 27.6 |  |  | 21
TOTAL |  |  |  |  | 15.726 | 164.63 | 190.186 | 32.926 | 0 | 35.46 | 1077.54 | 0 | 0 | 1195.81 | 0 | 0 | 0
[9 empty] | 3.85 | 2.47 | 1.58 | 0.89 | 0.62 | 0.395
[9 empty] | 0 | 87.5862 | 1702.5132 | 0 | 0 | 472.3449
BEAMS TANK SLAB
BEAM NO. | LENGTH | WIDTH | DEPTH OF BEAM | NO OF BEAMS | VOL. OF CONCRETE | TOTAL LENGTH | formwork |  | T25 | T20 | T16 | T12 | T10 | T8
| 5.71 | 0.2 | 0.45 | 2 | 1.0278 | 11.42 | 12.562 | 2.284 |  |  | 75.72 |  |  | 82.74
| 2.9 | 0.2 | 0.45 | 2 | 0.522 | 5.8 | 6.38 | 1.16 |  |  | 42 |  |  | 43.4
TOTAL |  |  |  |  | 1.5498 | 17.22 | 18.942 | 3.444 | 0 | 0 | 117.72 | 0 | 0 | 126.14
[9 empty] | 3.85 | 2.47 | 1.58 | 0.89 | 0.62 | 0.395
[9 empty] | 0 | 0 | 185.9976 | 0 | 0 | 49.8253
FIRST SLAB
Bar Mark | ø of Bars | №of Bars | №of Elmts | Total № | Cutting length | Total Length | Code | A | B | C | D | T32 | T25 | T20 | T16 | T12 | T10
| 12 | 10 | 1 | 10 | 9 | 90 |  | 9 | [7 empty] | 90
| 12 | 80 | 1 | 80 | 1.8 | 144 |  | 1.8 | [7 empty] | 144
| 12 | 32 | 1 | 32 | 6.2 | 198.4 |  | 6.2 | [7 empty] | 198.4
| 12 | 32 | 1 | 32 | 5 | 160 |  | 5 | [7 empty] | 160
| 12 | 72 | 1 | 72 | 3.2 | 230.4 |  | 3.2 | [7 empty] | 230.4
| 12 | 36 | 1 | 36 | 7 | 252 |  | 7 | [7 empty] | 252
| 12 | 32 | 1 | 32 | 4.6 | 147.2 |  | 4.6 | [7 empty] | 147.2
| 12 | 68 | 1 | 68 | 3 | 204 |  | 3 | [7 empty] | 204
| 12 | 32 | 1 | 32 | 11 | 352 |  | 11 | [7 empty] | 352
| 12 | 16 | 1 | 16 | 8 | 128 |  | 8 | [7 empty] | 128
| 12 | 16 | 1 | 16 | 4.2 | 67.2 |  | 4.2 | [7 empty] | 67.2
| 12 | 72 | 1 | 72 | 2 | 144 |  | 2 | [7 empty] | 144
| 12 | 28 | 1 | 28 | 5 | 140 |  | 5 | [7 empty] | 140
| 12 | 96 | 1 | 96 | 2.6 | 249.6 |  | 2.6 | [7 empty] | 249.6
[12 empty] | 0 | 0 | 0 | 0 | 2506.8 | 0
[16 empty] | 0.89 | 0.62
[16 empty] | 2231.052 | 0
slab
|  | 207.85 | 1 | 207.85
|  | 13.28 | -1 | -13.28
|  | 164.63 | -0.2 | -32.926
161.644
solid slabs
|  | 3.09 | 2 | 6.18 |  | Hollow | 136.754
|  | 5.39 | 1 | 5.39
|  | 4.97 | 1 | 4.97
|  | 2.89 | 1 | 2.89
|  | 5.46 | 1 | 5.46
24.89
RING BEAM
BEAM NO. | LENGTH | WIDTH | DEPTH OF BEAM | NO OF BEAMS | VOL. OF CONCRETE | TOTAL LENGTH | formwork |  | T25 | T20 | T16 | T12 | T10 | T8
Beam 01 | 8.3 | 0.2 | 0.35 | 1 | 0.581 | 8.3 | 7.47 | 1.66 |  |  | 43.6 |  |  | 59.5
Beam 02 | 18.5 | 0.2 | 0.35 | 1 | 1.295 | 18.5 | 16.65 | 3.7 |  |  | 100.4 |  |  | 130.9
Beam 03 | 18.5 | 0.2 | 0.35 | 1 | 1.295 | 18.5 | 16.65 | 3.7 |  |  | 100.4 |  |  | 130.9
Beam 04 | 4.5 | 0.2 | 0.35 | 2 | 0.63 | 9 | 8.1 | 1.8 |  |  | 40.8 |  |  | 65.8
Beam 11 | 20.7 | 0.2 | 0.35 | 1 | 1.449 | 20.7 | 18.63 | 4.14 |  |  | 109.2 |  |  | 146.3
Beam 05 | 4.6 | 0.2 | 0.35 | 2 | 0.644 | 9.2 | 8.28 | 1.84 |  |  | 62.4 |  |  | 67.2
Beam 09 | 4 | 0.2 | 0.35 | 2 | 0.56 | 8 | 7.2 | 1.6 |  |  | 36.8 |  |  | 58.8
Beam 06 | 9.5 | 0.2 | 0.35 | 2 | 1.33 | 19 | 17.1 | 3.8 |  |  | 80.8 |  |  | 135.8
Beam 07 | 11.22 | 0.2 | 0.35 | 2 | 1.5708 | 22.44 | 20.196 | 4.488 |  |  | 94.56 |  |  | 159.88
Beam 08 | 7.21 | 0.2 | 0.35 | 2 | 1.0094 | 14.42 | 12.978 | 2.884 |  |  | 62.48 |  |  | 103.74
Beam 10 | 3.59 | 0.2 | 0.35 | 3 | 0.7539 | 10.77 | 9.693 | 2.154 |  |  | 50.28 |  |  | 79.59
| 0.45 | 0.2 | 0.35 | 8 | 0.252 | 3.6 | 3.24 | 0.72 |  |  | 33.6 |  |  | 36.4
| 0.55 | 0.2 | 0.35 | 4 | 0.154 | 2.2 | 1.98 | 0.44 |  |  | 18.4 |  |  | 21
TOTAL |  |  |  |  | 11.5241 | 164.63 | 148.167 | 32.926 | 0 | 0 | 833.72 | 0 | 0 | 1195.81
[9 empty] | 3.85 | 2.47 | 1.58 | 0.89 | 0.62 | 0.395
[9 empty] | 0 | 0 | 1317.2776 | 0 | 0 | 472.3449
TANK SLAB
Bar Mark | ø of Bars | №of Bars | №of Elmts | Total № | Cutting length | Total Length | Code | A | B | C | D | T32 | T25 | T20 | T16 | T12 | T10
| 12 | 28 | 1 | 28 | 6 | 168 |  | 6 | [7 empty] | 168
| 12 | 56 | 1 | 56 | 3 | 168 |  | 3 | [7 empty] | 168
[12 empty] | 0 | 0 | 0 | 0 | 336 | 0
[16 empty] | 0.89 | 0.62
[16 empty] | 299.04 | 0

## Stair case (hidden)
Bar Mark | ø of Bars | №of Bars | №of Elmts | Total № | Cutting length | Total Length | Code | A | B | C | D | T32 | T25 | T20 | T16 | T12 | T10
5 | 10 | 14 | 1 | 14 | 3 | 42 |  | 3 | [8 empty] | 26.04
3 | 10 | 64 | 1 | 64 | 1.4 | 89.6 |  | 1.4 | [8 empty] | 55.552
4 | 12 | 7 | 1 | 7 | 3 | 21 |  | 3 | [7 empty] | 18.69
6 | 12 | 7 | 1 | 7 | 3 | 21 |  | 3 | [7 empty] | 18.69
2 | 12 | 7 | 1 | 7 | 4 | 28 |  | 4 | [7 empty] | 24.92
7 | 12 | 7 | 1 | 7 | 4 | 28 |  | 4 | [7 empty] | 24.92
1 | 12 | 7 | 1 | 7 | 3 | 21 |  | 3 | [7 empty] | 18.69
8 | 12 | 7 | 1 | 7 | 3 | 21 |  | 3 | [7 empty] | 18.69
TOTAL | [11 empty] | 0 | 0 | 0 | 0 | 124.6 | 81.592
Main staircase(2NO) | [17 empty] | 53.2665
5 | 10 | 28 | 2 | 56 | 3 | 168 |  | 3 | [8 empty] | 104.16 | 42.0525
3 | 10 | 74 | 2 | 148 | 1.6 | 236.8 |  | 1.6 | [8 empty] | 146.816 | 24.03
4 | 12 | 10 | 2 | 20 | 4 | 80 |  | 4 | [7 empty] | 71.2 |  | 24.831
6 | 12 | 10 | 2 | 20 | 4 | 80 |  | 4 | [7 empty] | 71.2 |  | 16.02
2 | 12 | 10 | 2 | 20 | 4 | 80 |  | 4 | [7 empty] | 71.2 |  | 16.02
7 | 12 | 10 | 2 | 20 | 4 | 80 |  | 4 | [7 empty] | 71.2 |  | 26.433
1 | 12 | 10 | 2 | 20 | 3 | 60 |  | 3 | [7 empty] | 53.4 |  | 26.433
8 | 12 | 10 | 2 | 20 | 3 | 60 |  | 3 | [7 empty] | 53.4 |  | 30.0375
TOTAL | [11 empty] | 0 | 0 | 0 | 0 | 391.6 | 250.976 | 26.433
staircase(2NO)
3 | 10 | 53 | 2 | 106 | 1.4 | 148.4 |  | 1.4 | [8 empty] | 92.008
2 | 16 | 9 | 2 | 18 | 10 | 180 |  | 10 | [6 empty] | 284.4
1 | 16 | 9 | 2 | 18 | 3 | 54 |  | 3 | [6 empty] | 85.32
4 | 16 | 9 | 2 | 18 | 3 | 54 |  | 3 | [6 empty] | 85.32
TOTAL | [11 empty] | 0 | 0 | 0 | 455.04 | 0 | 92.008
staircase(2NO)
3 | 10 | 57 | 2 | 114 | 4.4 | 501.6 |  | 3 | 1.4 | [7 empty] | 310.992
10 | 16 | 8 | 2 | 16 | 5.5 | 88 |  | 4 | 1.5 | [5 empty] | 139.04
9 | 16 | 8 | 2 | 16 | 8 | 128 |  | 4 | 4 | [5 empty] | 202.24
8 | 16 | 8 | 2 | 16 | 7.5 | 120 |  | 4 | 3.5 | [5 empty] | 189.6
7 | 16 | 8 | 2 | 16 | 8 | 128 |  | 4 | 4 | [5 empty] | 202.24
6 | 16 | 8 | 2 | 16 | 8 | 128 |  | 4 | 4 | [5 empty] | 202.24
5 | 16 | 8 | 2 | 16 | 7.5 | 120 |  | 4 | 3.5 | [5 empty] | 189.6
4 | 16 | 8 | 2 | 16 | 8 | 128 |  | 4 | 4 | [5 empty] | 202.24
2 | 16 | 8 | 2 | 16 | 8 | 128 |  | 4 | 4 | [5 empty] | 202.24
1 | 16 | 8 | 2 | 16 | 5.5 | 88 |  | 4 | 1.5 | [5 empty] | 139.04
TOTAL | [11 empty] | 0 | 0 | 0 | 1668.48 | 0 | 310.992

## Ground floor (hidden)
200MMTH WALLING(GROUND) | [6 empty] | curtain rod | Seals | lintels |  |  | 150MMTH WALLING
10.62 | 1 | 4 | 42.48 | 10.62 | [7 empty] | 5 | 1 | 4.3 | 21.5 | 5
3.2 | 2 | 4 | 25.6 | 6.4 | [7 empty] | 2.5 | 1 | 4.3 | 10.75 | 2.5
1.2 | 1 | 4 | 4.8 | 1.2 | [7 empty] | 2.45 | 1 | 4.3 | 10.535 | 2.45
18.09 | 1 | 4 | 72.36 | 18.09 | [7 empty] | 1.2 | 2 | 4.3 | 10.32 | 2.4
5 | 1 | 4 | 20 | 5 | [7 empty] | 0.8 | 2.1 | -4 | -6.72 |  |  | -4.8
3.7 | 1 | 4 | 14.8 | 3.7 | [10 empty] | 46.385 | 12.35 | 0 | 0
2.95 | 1 | 4 | 11.8 | 2.95
3.6 | 2 | 4 | 28.8 | 7.2
3.1 | 2 | 4 | 24.8 | 6.2
11.69 | 1 | 4 | 46.76 | 11.69
2.4 | 2 | 4 | 19.2 | 4.8
4.89 | 1 | 4 | 19.56 | 4.89
1.2 | 2 | -6 | -14.4 |  | -38.4 |  |  | -7.2
1.4 | 2.7 | -3 | -11.34 |  | -24.6 |  |  | -4.2
1.5 | 1.8 | -2 | -5.4 |  | -13.2 |  |  | -3
1.5 | 3.5 | -2 | -10.5 |  | -20 |  |  | -3 | [10 empty] | lintels
2.5 | 4 | -2 | -20 |  | -26 |  |  | -5
0.9 | 2.4 | -3 | -6.48 |  | -19.8 |  |  |  | -4.5
3 | 4 | -1 | -12 |  | -14
|  |  | 250.84 | 82.74 | -156 | 0 | 0 | -22.4 | -4.5
INTERNAL FINISHES GF
|  |  |  | PLASTER | CORNICE
3.4 | 2.9 |  | 1 | 54.18 | 12.6
3.5 | 4.8 | 3.35 | 1 | 100.19 | 23.3
2.5 | 2.45 | 3.5 | 1 | 72.67 | 16.9
2.2 | 4.69 |  | 1 | 59.254 | 13.78 | [13 empty] | 0
2.6 | 3 |  | 1 | 48.16 | 11.2 | [13 empty] | 0
14.49 | 8.85 |  | 1 | 200.724 | 46.68 | [13 empty] | 0
1.2 | 2 |  | -6 | -14.4 | [14 empty] | 0
1.4 | 2.7 |  | -3 | -11.34 | [14 empty] | 0
1.5 | 1.8 |  | -2 | -5.4
1.5 | 3.5 |  | -2 | -10.5
2.5 | 4 |  | -3 | -30
0.9 | 2.4 |  | -4 | -8.64
3 | 4 |  | -1 | -12
0.8 | 2.1 |  | -8 | -13.44
|  |  |  | 429.458 | 124.46
TILING
|  |  |  | PLASTER | CORNICE
3.5 | 4.8 | 3.35 | 1 | 48.93 | 23.3
2.5 | 2.45 | 3.5 | 1 | 35.49 | 16.9
1.4 | 2.1 |  | -2 | -8.68
0.8 | 2.1 |  | -8 | -13.44
0.9 | 2.1 |  | -2 | -3.78
|  |  |  | 58.52 | 40.2
EXTERNAL FINISHES
68.09 | 1 | 4.5 | 306.405 | 68.09
1.2 | 2 | -6 | -14.4
1.4 | 2.7 | -3 | -11.34
1.5 | 1.8 | -2 | -5.4
1.5 | 3.5 | -2 | -10.5
2.5 | 4 | -2 | -20
0.9 | 2.4 | -3 | -6.48
3 | 4 | -1 | -12
|  |  | 226.285 | 68.09
Ground floor area
175.46 |  | 1 | 175.46
82.74 | 0.2 | -1 | -16.548
12.35 | 0.15 | -1 | -1.8525
157.0595
Ground floor ceiling area
175.46 |  | 1 | 175.46
82.74 | 0.2 | -1 | -16.548
12.35 | 0.15 | -1 | -1.8525
7.8 | 1 | -1 | -7.8
0
149.2595
TIE BEAM |  |  | RAFTER | [5 empty] | ridges |  |  | Valleys
5.6 | 4 | 22.4 | 3.1 | 8 |  |  | 24.8 |  | 3.1 | 4 | 12.4 | 3.1 | 4 | 12.4
5 | 4 | 20 | 2.8 | 8 |  |  | 22.4 |  | 1.5 | 2 | 3 | 2.8 | 4 | 11.2
9.3 | 2 | 18.6 | 5.2 | 4 |  |  | 20.8 |  | 2.8 | 4 | 11.2 | 5.2 | 2 | 10.4
10.5 | 14 | 147 | 6 | 28 |  |  | 168 |  | 1.1 | 2 | 2.2 |  |  | 0
|  | 0 |  | 0 |  |  | 0 |  | 5.2 | 2 | 10.4 |  |  | 0
|  | 0 |  | 0 |  |  | 0 |  | 6 | 4 | 24
|  | 0 |  | 0 |  |  | 0 |  | 3.5 | 2 | 7
|  | 0 |  | 0 |  |  | 0 |  |  |  | 0 |  |  | 34
|  | 0 |  |  |  |  | 0 |  |  |  | 0
|  | 208 |  |  |  |  | 236 |  |  |  | 0
STRUTS/TIES |  |  | PURLINS | [7 empty] | 0
3 | 4 | 12 | [8 empty] | 0
3 | 4 | 12 | [8 empty] | 0
5 | 2 | 10 | [8 empty] | 0
6 | 14 | 84 | [8 empty] | 0
0
0
|  | 0 | [8 empty] | 70.2
|  | 0 | [8 empty] | 0
118

## First floor (hidden)
200MMTH WALLING(GROUND) | [6 empty] | curtain rod | Seals | lintels |  |  | 150MMTH WALLING
10.65 | 1 | 3.3 | 35.145 | 10.65 | [7 empty] | 5 | 1 | 4.3 | 21.5 | 5
1.4 | 1 | 3.3 | 4.62 | 1.4 | [7 empty] | 2.5 | 1 | 4.3 | 10.75 | 2.5
7.15 | 2 | 3.3 | 47.19 | 14.3 | [7 empty] | 2.45 | 1 | 4.3 | 10.535 | 2.45
2.4 | 2 | 3.3 | 15.84 | 4.8 | [7 empty] | 1.2 | 2 | 4.3 | 10.32 | 2.4
10.46 | 1 | 3.3 | 34.518 | 10.46 | [7 empty] | 0.8 | 2.1 | -4 | -6.72 |  |  | -4.8
6.75 | 1 | 3.3 | 22.275 | 6.75 | [10 empty] | 46.385 | 12.35 | 0 | 0
3.9 | 1 | 3.3 | 12.87 | 3.9
3.4 | 1 | 3.3 | 11.22 | 3.4
2.5 | 1 | 3.3 | 8.25 | 2.5
4.89 | 1 | 3.3 | 16.137 | 4.89
2.7 | 1 | 3.3 | 8.91 | 2.7
3.1 | 1 | 3.3 | 10.23 | 3.1
11.49 | 1 | 3.3 | 37.917 | 11.49
4.99 | 1 | 3.3 | 16.467 | 4.99
17.89 | 1 | 3.3 | 59.037 | 17.89
1.2 | 1.5 | -7 | -12.6 |  | -37.8 |  |  | -8.4
1.4 | 2.7 | -3 | -11.34 |  | -24.6 |  |  | -4.2
1.3 | 1.5 | -2 | -3.9 |  | -11.2 |  |  | -2.6
1.5 | 1.8 | -2 | -5.4 |  | -13.2 |  |  | -3
1.5 | 2.1 | -2 | -6.3 |  | -14.4 |  |  | -3
0.9 | 2.4 | -3 | -6.48 |  | -19.8 |  |  |  | -4.5
0.8 | 2.1 | -2 | -3.36 |  | -11.6 |  |  |  | -2.8
4 | 2.3 | -1 | -9.2 |  | -12.6
3 | 2.8 | -1 | -8.4 |  | -11.6
|  |  | 273.646 | 103.22 | -156.8 | 0 | 0 | -21.2 | -7.3
INTERNAL FINISHES GF
|  |  |  | PLASTER | CORNICE
7.15 | 6.6 |  | 1 | 96.25 | 27.5
3.5 | 4.8 | 3.35 | 1 | 81.55 | 23.3
2.5 | 2.45 | 3.5 | 1 | 59.15 | 16.9
7.15 | 4.39 |  | 1 | 80.78 | 23.08
6.55 | 2.9 |  | 1 | 66.15 | 18.9
12.89 | 10.46 |  | 1 | 163.45 | 46.7
4.69 | 2.2 |  | 1 | 48.23 | 13.78
1.2 | 1.5 |  | -7 | -12.6
1.4 | 2.7 |  | -3 | -11.34
1.3 | 1.5 |  | -2 | -3.9
1.5 | 1.8 |  | -2 | -5.4
1.5 | 2.1 |  | -2 | -6.3
0.9 | 2.4 |  | -6 | -12.96
0.8 | 2.1 |  | -12 | -20.16
4 | 2.3 |  | -2 | -18.4
3 | 2.8 |  | -1 | -8.4
|  |  |  | 496.1 | 170.16
TILING
|  |  |  | PLASTER | CORNICE
3.5 | 4.8 | 3.35 | 1 | 48.93 | 23.3
2.5 | 2.45 | 3.5 | 1 | 35.49 | 16.9
1.4 | 2.1 |  | -2 | -8.68
0.8 | 2.1 |  | -8 | -13.44
0.9 | 2.1 |  | -2 | -3.78
|  |  |  | 58.52 | 40.2
EXTERNAL FINISHES
68.09 | 1 | 3.5 | 238.315 | 68.09
1.2 | 1.5 | -7 | -12.6
1.4 | 2.7 | -3 | -11.34
1.3 | 1.5 | -2 | -3.9
1.5 | 1.8 | -2 | -5.4
1.5 | 2.1 | -2 | -6.3
3 | 2.8 | -1 | -8.4
|  |  | 190.375 | 68.09
First floor area
175.46 |  | 1 | 175.46
103.22 | 0.2 | -1 | -20.644
12.35 | 0.15 | -1 | -1.8525
7.8 | 1 | -1 | -7.8
145.1635
Ground floor ceiling area
175.46 |  | 1 | 175.46
103.22 | 0.2 | -1 | -20.644
12.35 | 0.15 | -1 | -1.8525
152.9635
TIE BEAM |  |  | RAFTER | [5 empty] | ridges |  |  | Valleys
6.09 | 3 | 18.27 | 3.4 | 6 |  |  | 20.4 |  | 3.4 | 1 | 3.4 | 3.4 | 2 | 6.8
4.6 | 2 | 9.2 | 2.6 | 4 |  |  | 10.4 |  | 2.6 | 2 | 5.2 | 2.6 | 1 | 2.6
4.3 | 2 | 8.6 | 2.4 | 4 |  |  | 9.6 |  | 1.4 | 1 | 1.4 | 2.4 | 1 | 2.4
5.1 | 5 | 25.5 | 3 | 10 |  |  | 30 |  | 2.4 | 2 | 4.8 | 5 | 1 | 5
10.43 | 10 | 104.3 | 6 | 20 |  |  | 120 |  | 1.4 | 2 | 2.8 |  |  | 0
|  | 0 |  | 0 |  |  | 0 |  | 3 | 2 | 6
|  | 0 |  | 0 |  |  | 0 |  | 5 | 1 | 5
|  | 0 |  | 0 |  |  | 0 |  | 6 | 4 | 24 |  |  | 16.8
|  | 0 |  |  |  |  | 0 |  |  |  | 0
|  | 165.87 |  |  |  |  | 190.4 |  |  |  | 0
STRUTS/TIES |  |  | PURLINS | [7 empty] | 0
4 | 3 | 12 | [8 empty] | 0
3 | 2 | 6 | [8 empty] | 0
3 | 2 | 6 | [8 empty] | 0
3 | 5 | 15 | [8 empty] | 0
6 | 10 | 60
0
|  | 0 | [8 empty] | 52.6
|  | 0 | [8 empty] | 0
99

## Summary- M&E
No. | Description | Unit | Qty | Total Labour & Eqpt Amount USD | Materials Total USD | TOTAL USD
M&E SUMMARY
1 | ELECTRICAL INSTALLATIONS |  |  |  |  | 6115.942
2 | MECHANICAL INSTALLATIONS |  |  |  |  | 8678.2609
| TOTAL CARRIED TO MAIN SUMMARY |  |  | 0 | 0 | 14794.2029

## Bill No. 3 M&E
Item | Description | LABOUR COST |  |  |  | MATERIAL COST
|  | Unit | Qty | Labour USD | Total Labour USD | Material Description | Unit | Qty | Market price USD | Amount USD
Bill No.3 : Mechanical and Electrical installations
ELEMENT NO.1
ELECTRICAL INSTALLATIONS
ALL PROVISIONAL
This bill only covers electrical works within the building including all conduiting, wiring,fittings & appliances. Note: It does not include power connection to the building.
1 | Lighting points wired by 3 x 2.5mm2 SC PVC copper cables in 25mm PVC surface conduit complete with all accessories. | No. | 45 | supply and fix |  | Lighting points | No. | 45 | 37.6812 | 1695.6522
2 | Socket outlet points wired by 3 x 2.5mm2 SC PVC copper cables in PVC surface conduits or trunking complete with all accessories. | No. | 15 |  |  | Power points | No. | 15 | 37.6812 | 565.2174
3 | Allow a provisional sum of UGX 2,500,000/=for consumer units and the like to enhance installation network. | item | 1 |  |  | consumer units | item | 1 | 724.6377 | 724.6377
4 | Allow a provisional sum of UGX 2,500,0000 for earthing and installation of lightning protection | item | 1 |  |  | Earthing and Lightening protection | item | 1 | 724.6377 | 724.6377
| Switches | [7 empty] | 0 | 0
5 | 6A 3 gang 2way light switch as MK or equal approved complete with all accessories. | No. | 5 |  |  | Switches | No. | 5 | 5.7971 | 28.9855
6 | 6A 2 gang 2 way light switch as HAVELLS or equal approved complete with all accessories. | No. | 10 |  |  |  | No. | 10 | 5.7971 | 57.971
7 | 6A 2 gang 1 way light switch as HAVELLS or equal approved complete with all accessories. | No. | 10 |  |  |  | No. | 10 | 5.7971 | 57.971
8 | 13A 2gang switched socket outlet as MK or equal complete with all accessories on walls or Trunking. | No. | 15 |  |  | Sockets | No. | 15 | 11.5942 | 173.913
| Total carried to collection | [8 empty] | 4028.9855
| Lighting fittings | [8 empty] | 0
9 | Ceiling lights from approved manufacturers as specified by the architect | No. | 40 |  |  | Ceiling lights | No. | 40 | 20.2899 | 811.5942
10 | Security lights to architects instructions | No. | 5 |  |  | security lights | No. | 5 | 23.1884 | 115.942
| UMEME CONNECTION | [8 empty] | 0
11 | Allow for Umeme power supply and connection including, survey fees, electric poles, all necessary accessories and all statutory payments | ITEM | 1 |  |  | Umeme connection | Item | 1 | 724.6377 | 724.6377
| TESTING AND COMISSIONING | [8 empty] | 0
12 | Allow for witnessing of tests and commissioning the entire electrical installation as per code of practice and regulations by the Engineer. | ITEM | 1 |  |  | Testing and commissioning | Item | 1 | 434.7826 | 434.7826
| Total carried to collection | [8 empty] | 2086.9565
Collection
| Total B/F from page 1 | [8 empty] | 4028.9855
| Total B/F from page 2 | [8 empty] | 2086.9565
| TOTAL CARRIED TO M&E SUMMARY |  |  |  | 0 |  |  |  |  | 6115.942
ELEMENT NO.2
MECHANICAL INSTALLATIONS
ALL PROVISIONAL
Supply, install, connect and set to work the following as described in the Specifications and on Drawings.
SANITARY FITTINGS
1 | White Vitreous China WC as Twyfords Classic bowl with bottom outlet, 9 litre vitreous china cistern with valve fittings and CP push button, seat and cover complete with valve cistern fittings, including outlet and inlet valves, internal overflow, connecting fitments from cistern to bowl and all accessories. | NO. | 8 | supply and fix |  | Toilets | NO. | 8 | 86.9565 | 695.6522
2 | Wash hand basin in white Vitreous China approximately 560 x 405mm with two tap holes and chain-stay hole, complete with pillar taps, Chrome plated chain waste, plastic bottle trap, Twyfords or equal approved. | NO. | 4 | supply and fix |  | Wash hand basins | NO. | 4 | 72.4638 | 289.8551
3 | White Vitreous China toilet roll holder complete with fixing to the wall, as Twyfords or equal approved. | NO. | 8 | supply and fix |  | toilet roll holders | NO. | 8 | 11.5942 | 92.7536
4 | 6mm glass plate mirror size complete. | NO. | 4 | supply and fix |  | mirrors | NO. | 4 | 23.1884 | 92.7536
| Total carried to collection |  |  |  | 0 |  |  |  |  | 1171.0145
5 | Supply and fix white vitreous china soap dishes. | NO. | 4 | supply and fix |  | soap dishes. | NO. | 4 | 11.5942 | 46.3768
6 | Coat hoaks | NO. | 8 |  |  | towel rails | NO. | 8 | 8.6957 | 69.5652
| All water pipe work shall be either PVC or HDPE or PPR and shall be complete with all fittings such as bends elbows, tees, unions and all accessories and shall be inclusive of all builder's work. | [8 empty] | 0
7 | Allow a provisional sum of UGX 4,000,000 for all plumbing and drainage pippings. | SUM | 1 |  |  | ` | SUM | 1 | 1159.4203 | 1159.4203
| WATER SUPPLY AND INTERNAL PLUMBING | [8 empty] | 0
8 | 1000 litre cyclindrical PVC Tank as Crestank or equal complete with good quality ball valve, 20mm inlet, 32mm outlet, 32mm overflow and all accessories | No. | 6 | supply and fix |  | 2000L UPVC Water tank | No. | 6 | 289.8551 | 1739.1304
0
| External Drainage | [8 empty] | 0
9 | Manholes type not exceeding 1500mm depth, 600x750mm, in concrete blocks with heavy duty RC manhole cover and all accessories. | No. | 4 | supply and fix |  | Man holes | No. | 4 | 72.4638 | 289.8551
0
| Septic Tank | [8 empty] | 0
10 | Septic tank construction as per Engineer's drawings. | No. | 1 | supply and fix |  | Septic tank | No. | 1 | 2318.8406 | 2318.8406
| Total carried to collection |  |  |  | 0 |  |  |  |  | 5623.1884
11 | Soak pit 3000mm diameter and 2000mm deep filled with hardcore. | No. | 1 | supply and fix |  | Soak pit | No. | 1 | 724.6377 | 724.6377
0
| NWSC CONNECTION | [8 empty] | 0
12 | Allow for NWSC connection including, survey fees, meter and necessary materials , all necessary accessories and all statutory payments | ITEM | 1 |  |  | NWSC | Item | 1 | 724.6377 | 724.6377
| TESTING AND COMISSIONING |  |  |  | 0 |  |  |  | 0 | 0
13 | Allow for witnessing of tests and commissioning the entire electrical installation as per code of practice and regulations by the Engineer. | NO. | 1 | supply and fix |  |  | NO. | 1 | 434.7826 | 434.7826
[5 empty] | 0 |  |  |  |  | 0
| Total carried to collection |  |  |  | 0 |  |  |  |  | 1884.058
COLLECTION
| Total B/F from page 3 |  |  |  | 0 |  |  |  |  | 1171.0145
| Total B/F from page 4 |  |  |  | 0 |  |  |  |  | 5623.1884
| Total B/F from page 5 |  |  |  | 0 |  |  |  |  | 1884.058
| TOTAL CARRIED TO M&E SUMMARY |  |  |  | 0 |  |  |  |  | 8678.2609

## Summary- External works
No. | Description | Unit | Qty | Total Labour & Eqpt Amount USD | Materials Total USD | TOTAL USD
EXTERNAL WORKS SUMMARY
1 | EXTERNAL WORKS |  |  | 2454.2029 | 12299.0435 | 14753.2464
| TOTAL CARRIED TO MAIN SUMMARY |  |  | 2454.2029 | 12299.0435 | 14753.2464

## Bill No. 4 External works
Item | Description | LABOUR COST |  |  |  | MATERIAL COST
|  | Unit | Qty | Labour USD | Total Labour USD | Material Description | Unit | Qty | Market price USD | Amount USD
Bill No.4 : External works
PAVING AND LANDSCAPING
1 | Approved marrum fill to make up levels; well rolled and compacted in layers NE 250mm th and to Not less than 150mm th , all to 95% MDD to Engineer's approval | SM | 200 | 1.3043 | 260.8696 | Labour item
2 | Compact existing sub grade to 93% MDD, (MOD AASHTO), CBR>15% | SM | 200 | 0.86957 | 173.913 | Labour item
Precast concrete "CABROWORKS" heavy duty paving blocks or any other equal and approved : quad block pattern.
3 | 60 mm Thick concrete pavers size 205 x 110 mm laid to falls and including 30 mm thick sand bed | S.M | 200 | 2.3188 | 463.7681 | Cement | Bags | 30 | 8.6957 | 260.8696
[6 empty] | Sand | Tons | 41 | 14.4928 | 594.2029
[6 empty] | Pavers | Sm | 210 | 10.4348 | 2191.3043
Precast concrete class 20; 20mm Aggregate : finished fair on all exposed surfaces including bedding and jointing in cement and sand (1:4) mortar
4 | 250 x 125mm Precast concrete grade 25 half battered kerb to BS 340 bedded, jointed and pointed in cement mortar (1:3) laid on and including plain insitu concrete grade 20 foundation | LM | 20 | 2.6087 | 52.1739 | Road kerbs | Pcs | 40 | 2.6087 | 104.3478 | 0.00075614
[6 empty] | Cement | Bags | 2 | 8.6957 | 17.3913
[6 empty] | Sand | Tons | 1 | 14.4928 | 14.4928
[6 empty] | Aggregate | Tons | 2 | 17.3913 | 34.7826 | 0.005041
| Grass & plants |  |  |  | 0 |  |  |  |  | 0 | 0
5 | Spread & level black vegetable soil 200mmth, apply manure and make ready for grass planting | S.M | 136 |  | 0 | Supply and fix | SM | 136 | 2.3188 | 315.3623 | 0.00067213
6 | Plant approved grass shoots at 100mm centers both ways, weed ,water until established | S.M | 136 |  | 0 | Supply and fix | SM | 136 | 3.4783 | 473.0435 | 0.0010082
7 | Allow a sum of800,000/= for plants, trees, flowers, shrubs and all associated planters | Item | 1 |  | 0 | Supply and fix | SM | 1 | 23.1884 | 23.1884 | 0.0067213
| Total carried to collection |  |  |  | 950.7246 |  |  |  |  | 4028.9855
BOUNDARY WALL
8 | Allow for labour and material for construction of boundary walling 2500mm high overall above ground level comprising ; 200mm Thick solid concrete block walls 1500mm high above ground with 300 x 75mm thick coping and 1000mm high (average) sub-walling; including plastered and painted concrete blockwork to 2500mm both sides and tops; with and including 600 x 600mm thick reinforced concrete grade 20 strip footings : 250 x 250mm thick reinforced concrete columns at 3000mm centres and 300 x 300 x 100mm thick weathered and throated coping complete with double razor wire ; including all necessary excavation, formwork and disposal; as per Architect's detailed drawing. | LM | 91 | 16.5217 | 1503.4783 | Burnt clay bricks | Pcs | 6406 | 0.072464 | 464.2029
[6 empty] | 150mm blocks | Pcs | 1441 | 0.63768 | 918.8986
[6 empty] | Cement | Bags | 146 | 8.6957 | 1269.5652
[6 empty] | Sand | Tons | 60 | 14.4928 | 869.5652
[6 empty] | Hoop iron | Bdles | 8 | 14.4928 | 115.942
[6 empty] | Aggregates | Tons | 26 | 17.3913 | 452.1739
[6 empty] | Steel railing | LM | 91 | 34.7826 | 3165.2174
0
| Gate |  |  |  | 0 |  |  |  |  | 0
9 | Supply and fix purpose made steel sliding vehicular gate size 6000x2500mm high in two leaves, including gate columns and make good existing blockwork; including all iron mongery and accessories to Architect's approval. | NO | 1 |  | 0 | Supply and fix | NO | 1 | 1014.4928 | 1014.4928
| Total carried to collection |  |  |  | 1503.4783 |  |  |  |  | 8270.058
COLLECTION
| Total B/F from page 1 |  |  |  | 950.7246 |  |  |  |  | 4028.9855
| Total B/F from page 2 |  |  |  | 1503.4783 |  |  |  |  | 8270.058
[5 empty] | 0 |  |  |  |  | 0
| TOTAL CARRIED TO SUMMARY |  |  |  | 2454.2029 |  |  |  |  | 12299.0435

## RETAINING WALL (hidden)
RETAINING WALL BASE
ITEM | LENGTH | WIDTH | NO. | AREA | DEPTH | CONCRETE
LOWER | 8.41 | 1.8 | 2 | 30.276 | 0.4 | 12.1104 | 16.82
| 70.7 | 1.8 | 1 | 127.26 | 0.4 | 50.904 | 70.7
SHORT | 29.95 | 1.5 | 2 | 89.85 | 0.3 | 26.955 | 59.9
TOTAL |  |  |  | 247.386 |  | 89.9694 | 147.42
RETAINING WALL STUD | [8 empty] | RETAINING WALL STEM
ITEM | LENGTH | HEIGHT | NO. | AREA | DEPTH | CONCRETE | FORMWORK |  | ITEM | LENGTH | HEIGHT | NO. | AREA | DEPTH | CONCRETE | FORMWORK
LOWER | 8.41 | 1.5 | 2 | 25.23 | 0.2 |  | 50.46 | 16.82 | LOWER | 8.41 | 3.5 | 2 | 58.87 | 0.2 |  | 117.74
| 70.7 | 1.5 | 1 | 106.05 | 0.3 | 31.815 | 212.1 | 70.7 |  | 70.7 | 3.5 | 1 | 247.45 | 0.3 | 74.235 | 494.9
SHORT | 29.95 | 1.75 | 2 | 104.825 | 0.11968
TOTAL |  |  |  | 236.105 |  | 31.815 | 262.56 | 87.52 | TOTAL |  |  |  | 306.32 | 0.5 | 74.235 | 612.64
retaining wall base | [6 empty] | 12.5455
ITEM | NO OF PADS | LENGTH OF BAR | NO OF PCS | T16 | T12 | T10
Short | 2 | 36.15 | 18 |  |  | 1301.4
| 2 | 1.8 | 302 |  |  | 1087.2
Lower | 2 | 8.61 | 20 |  |  | 344.4
| 2 | 2 | 43 |  | 172
| 2 | 2 | 43 | 172
| 1 | 79.3 | 20 |  | 1586
| 1 | 2 | 355 |  | 710
| 1 | 2 | 355 | 710
|  | TOTAL LENGTH |  | 882 | 2468 | 2733
|  | KG/M |  | 1.578 | 0.888 | 0.617
|  | TOTAL KG |  | 1391.796 | 2191.584 | 1686.261
retaining wall stub
ITEM | NO OF PADS | LENGTH OF BAR | NO OF PCS | T16 | T12 | T10 | T20
lower | 2 | 2.4 | 35 |  |  | 168
| 2 | 2.4 | 35 |  |  |  | 168
| 2 | 8.61 | 22 |  |  | 378.84
| 1 | 2.4 | 710 |  | 1704
| 1 | 79.3 | 22 |  |  | 1744.6
short | 2 | 2.6 | 151 |  |  | 785.2
| 2 | 2.6 | 151 |  | 785.2
| 2 | 36.15 | 22 |  |  | 1590.6
|  | TOTAL LENGTH |  | 0 | 2489.2 | 4667.24 | 168
|  | KG/M |  | 1.58 | 0.888 | 0.617 | 2.47
|  | TOTAL KG |  | 0 | 2210.4096 | 2879.6871 | 414.96
retaining wall stub
ITEM | NO OF PADS | LENGTH OF BAR | NO OF PCS | T16 | T12 | T10 | T20
lower | 2 | 3.1 | 35 |  |  | 217
| 2 | 3.1 | 35 |  |  |  | 217
| 2 | 8.61 | 32 |  |  | 551.04
| 1 | 3.1 | 710 |  | 2201
| 1 | 79.3 | 32 |  |  | 2537.6
|  | TOTAL LENGTH |  | 0 | 2201 | 3305.64 | 217
|  | KG/M |  | 1.58 | 0.888 | 0.617 | 2.47
|  | TOTAL KG |  | 0 | 1954.488 | 2039.5799 | 535.99

## STEEL BEAMS MG (hidden)
Description of Elements | ø of Bars | №of Bars | №of Elmts | Total № | Cutting length | Total Length | Code | A | B | C | D | T32 | T25 | T20 | T16 | T12 | T10 | T8
LOWER GROUND
BEAM 01 | 16 | 4 | 2 | 8 | 20.1127 | 160.9018 |  | 16.68 | 0.2 | 0.2 | 3.0327 |  |  |  | 253.9031
| 16 | 1 | 2 | 2 | 16 | 32 |  | 4.2 | 3.6 | 4.6 | 3.6 |  |  |  | 50.496
| 8 | 75 | 2 | 150 | 1.8 | 270 |  | 1.6 | 0.2 | [8 empty] | 106.65
0
BEAM 02 | 16 | 4 | 2 | 8 | 20.1127 | 160.9018 |  | 16.68 | 0.2 | 0.2 | 3.0327 |  |  |  | 253.9031
| 16 | 1 | 2 | 2 | 11.8 | 23.6 |  | 3.6 | 4.6 | 3.6 |  |  |  |  | 37.2408
| 8 | 75 | 2 | 150 | 1.8 | 270 |  | 1.6 | 0.2 | [8 empty] | 106.65
0
BEAM 03 | 16 | 4 | 2 | 8 | 8 | 64 |  | 7.6 | 0.2 | 0.2 |  |  |  |  | 100.992
| 8 | 32 | 2 | 64 | 1.8 | 115.2 |  | 1.6 | 0.2 | [8 empty] | 45.504
0
BEAM 04 | 16 | 4 | 1 | 4 | 6.8 | 27.2 |  | 6.4 | 0.2 | 0.2 |  |  |  |  | 42.9216
| 8 | 26 | 1 | 26 | 1.8 | 46.8 |  | 1.6 | 0.2 | [8 empty] | 18.486
0
BEAM 05 | 16 | 4 | 2 | 8 | 6.8 | 54.4 |  | 6.4 | 0.2 | 0.2 |  |  |  |  | 85.8432
| 8 | 26 | 2 | 52 | 1.8 | 93.6 |  | 1.6 | 0.2 | [8 empty] | 36.972
0
BEAM 06 | 16 | 4 | 2 | 8 | 8.12 | 64.96 |  | 7.72 | 0.2 | 0.2 |  |  |  |  | 102.5069
| 8 | 32 | 2 | 64 | 1.8 | 115.2 |  | 1.6 | 0.2 | [8 empty] | 45.504
0
BEAM 07 | 16 | 4 | 2 | 8 | 8.12 | 64.96 |  | 7.72 | 0.2 | 0.2 |  |  |  |  | 102.5069
| 8 | 32 | 2 | 64 | 1.8 | 115.2 |  | 1.6 | 0.2 | [8 empty] | 45.504
0
BEAM 14 | 16 | 4 | 1 | 4 | 20.0536 | 80.2145 |  | 16.63 | 0.2 | 0.2 | 3.0236 |  |  |  | 126.5786
| 12 | 4 | 1 | 4 | 19.6536 | 78.6145 |  | 16.63 |  |  | 3.0236 |  |  |  |  | 69.8097
| 8 | 112 | 1 | 112 | 1.9 | 212.8 |  | 1.7 | 0.2 | [8 empty] | 84.056
0
BEAM 16 | 16 | 4 | 2 | 8 | 4.35 | 34.8 |  | 3.95 | 0.2 | 0.2 |  |  |  |  | 54.9144
| 12 | 4 | 2 | 8 | 3.95 | 31.6 |  | 3.95 | [7 empty] | 28.0608
| 8 | 26 | 2 | 52 | 1.9 | 98.8 |  | 1.7 | 0.2 | [8 empty] | 39.026
0
BEAM 15 | 16 | 4 | 1 | 4 | 20.0536 | 80.2145 |  | 16.63 | 0.2 | 0.2 | 3.0236 |  |  |  | 126.5786
| 12 | 4 | 1 | 4 | 19.6536 | 78.6145 |  | 16.63 |  |  | 3.0236 |  |  |  |  | 69.8097
| 8 | 112 | 1 | 112 | 1.9 | 212.8 |  | 1.7 | 0.2 | [8 empty] | 84.056
0
BEAM 12 | 16 | 4 | 1 | 4 | 20.0536 | 80.2145 |  | 16.63 | 0.2 | 0.2 | 3.0236 |  |  |  | 126.5786
| 8 | 68 | 1 | 68 | 1.8 | 122.4 |  | 1.6 | 0.2 | [8 empty] | 48.348
0
BEAM 13 | 16 | 4 | 2 | 8 | 3.95 | 31.6 |  | 3.55 | 0.2 | 0.2 |  |  |  |  | 49.8648
| 8 | 15 | 2 | 30 | 1.8 | 54 |  | 1.6 | 0.2 | [8 empty] | 21.33
0
BEAM 09 | 16 | 4 | 2 | 8 | 8.75 | 70 |  | 8.35 | 0.2 | 0.2 |  |  |  |  | 110.46
| 8 | 35 | 2 | 70 | 1.8 | 126 |  | 1.6 | 0.2 | [8 empty] | 49.77
0
BEAM 10 | 16 | 4 | 2 | 8 | 8.75 | 70 |  | 8.35 | 0.2 | 0.2 |  |  |  |  | 110.46
| 16 | 1 | 2 | 2 | 5.5 | 11 |  | 2.6 | 2.9 | [5 empty] | 17.358
| 8 | 35 | 2 | 70 | 1.8 | 126 |  | 1.6 | 0.2 | [8 empty] | 49.77
0
BEAM 11 | 16 | 4 | 1 | 4 | 6.8 | 27.2 |  | 6.4 | 0.2 | 0.2 |  |  |  |  | 42.9216
| 8 | 27 | 1 | 27 | 1.8 | 48.6 |  | 1.6 | 0.2 | [8 empty] | 19.197
0
BEAM 08 | 16 | 4 | 1 | 4 | 6.8 | 27.2 |  | 6.4 | 0.2 | 0.2 |  |  |  |  | 42.9216
| 8 | 27 | 1 | 27 | 1.8 | 48.6 |  | 1.6 | 0.2 | [8 empty] | 19.197
[13 empty] | 0 | 0 | 1838.9496 | 167.6802 | 0 | 820.02

## Gen steel (hidden)
PAD FOUNDATION (BASEMENT)
ITEM | NO OF PADS | LENGTH OF BAR | NO OF PCS | T16 | T20 | T25 | T12
FI | 4 | 1.2 | 10 |  |  |  | 48
F2 | 12 | 1.4 | 12 |  |  |  | 201.6
F3 | 20 | 1.6 | 14 |  |  |  | 448
F4 | 22 | 1.8 | 16 |  |  |  | 633.6
F5 | 12 | 2 | 18 |  |  |  | 432
F6 | 17 | 2.2 | 22 |  |  |  | 822.8
F7 | 18 | 2.6 | 26 |  |  |  | 1216.8
F8 | 2 | 3 | 34 |  |  |  | 204
F9 | 2 | 3.4 | 46 |  |  |  | 312.8
F10 | 2 | 3.4 | 17 | 115.6
| 2 | 4.2 | 14 | 117.6
F11 | 1 | 5 | 14 | 70
| 1 | 3.4 | 21 | 71.4
|  | TOTAL LENGTH |  | 374.6 | 0 | 0 | 4319.6
|  | KG/M |  | 1.58 | 2.47 | 3.85 | 0.89
|  | TOTAL KG |  | 591.868 | 0 | 0 | 3844.444 | 4436.312
SUBSTRUCTURE
ITEM | NO OF COLUMNS | LENGTH OF BAR | NO OF PCS | T16 | T20 | T25 | R8
C1 | 5 | 3 | 8 | 120
| 5 | 1.3 | 11 |  |  |  | 71.5
| 5 | 0.95 | 11 |  |  |  | 52.25
C2 | 59 | 3 | 6 | 1062
| 59 | 1.3 | 11 |  |  |  | 843.7
C3 | 8 | 3 | 4 | 96
| 8 | 1.1 | 11 |  |  |  | 96.8
C4 | 9 | 3 | 6 | 162
| 9 | 1.3 | 11 |  |  |  | 128.7
C5 | 31 | 3 | 4 | 372
| 31 | 1.1 | 11 |  |  |  | 375.1
C6 | 2 | 3 | 14 |  | 84
| 2 | 1.9 | 11 |  |  |  | 41.8
| 2 | 1.35 | 11 |  |  |  | 29.7
| 2 | 1.4 | 11 |  |  |  | 30.8
C7 | 2 | 3 | 4 |  | 24
| 2 | 3 | 8 | 48
| 2 | 1.7 | 11 |  |  |  | 37.4
| 2 | 1.15 | 11 |  |  |  | 25.3
|  | TOTAL LENGTH |  | 1860 | 108 | 0 | 1733.05
|  | KG/M |  | 1.58 | 2.47 | 3.85 | 0.395
|  | TOTAL KG |  | 2938.8 | 266.76 | 0 | 684.5548
LOWER GROUND
ITEM | NO OF COLUMNS | LENGTH OF BAR | NO OF PCS | T16 | T20 | T25 | R8
C1 | 5 | 4 | 8 | 160
| 5 | 1.3 | 22 |  |  |  | 143
| 5 | 0.95 | 22 |  |  |  | 104.5
C2 | 59 | 4 | 6 | 1416
| 59 | 1.3 | 22 |  |  |  | 1687.4
C3 | 8 | 5 | 4 | 160
| 8 | 1.1 | 22 |  |  |  | 193.6
C4 | 9 | 5 | 6 | 270
| 9 | 1.3 | 22 |  |  |  | 257.4
C6 | 2 | 4 | 14 |  | 112
| 2 | 1.9 | 22 |  |  |  | 83.6
| 2 | 1.35 | 22 |  |  |  | 59.4
| 2 | 1.4 | 22 |  |  |  | 61.6
C7 | 2 | 4 | 4 |  | 32
| 2 | 3 | 8 | 48
| 2 | 1.7 | 22 |  |  |  | 74.8
| 2 | 1.15 | 22 |  |  |  | 50.6
|  | TOTAL LENGTH |  | 2054 | 144 | 0 | 2715.9
|  | KG/M |  | 1.58 | 2.47 | 3.85 | 0.395
|  | TOTAL KG |  | 3245.32 | 355.68 | 0 | 1072.7805
MIDDLE GROUND
ITEM | NO OF COLUMNS | LENGTH OF BAR | NO OF PCS | T16 | T20 | T25 | R8
C3 | 8 | 4 | 4 | 128
| 8 | 1.1 | 22 |  |  |  | 193.6
C4 | 9 | 4 | 6 | 216
| 9 | 1.3 | 22 |  |  |  | 257.4
C5 | 31 | 4 | 4 | 496
| 31 | 1.1 | 11 |  |  |  | 375.1
|  | TOTAL LENGTH |  | 840 | 0 | 0 | 826.1
|  | KG/M |  | 1.58 | 2.47 | 3.85 | 0.395
|  | TOTAL KG |  | 1327.2 | 0 | 0 | 326.3095

## MLG) (hidden)
FIRST FLOOR SLAB
ITEM | LENGTH | WIDTH | DEPTH OF BEAM | NO OF BEAMS | VOL. OF CONCRETE | TOTAL LENGTH | formwork
BEAM 01 | 9.85 | 0.2 | 0.75 | 4 | 5.91 | 39.4 | 66.98 | 7.88
BEAM 02 | 16.3 | 0.2 | 0.75 | 2 | 4.89 | 32.6 | 55.42 | 6.52
BEAM 03 | 16.3 | 0.2 | 0.6 | 2 | 3.912 | 32.6 | 45.64 | 6.52
BEAM 04 | 9.85 | 0.2 | 0.6 | 4 | 4.728 | 39.4 | 55.16 | 7.88
TOTAL |  |  |  |  | 19.44 | 144 | 223.2 | 28.8
ITEM | LENGTH | NO OF BEAMS | NO OF PIECES | T25 | T20 | T16 | T12 | T10 | R8 | T32
BEAM 01 | 10.45 | 4 | 4 |  |  | 167.2
| 10.05 | 4 | 2 |  |  |  | 80.4
| 8.8 | 4 | 2 |  |  | 70.4
| 2.1 | 4 | 51 | [5 empty] | 428.4
BEAM 02 | 18.91 | 2 | 4 |  |  | 151.28
| 18.51 | 2 | 2 |  |  |  | 74.04
| 17.61 | 2 | 2 |  |  | 70.44
| 2.1 | 2 | 83 | [5 empty] | 348.6
BEAM 03 | 20.91 | 2 | 2 |  | 83.64
| 13.46 | 2 | 2 | 53.84
| 5.15 | 2 | 2 |  |  | 20.6
| 17.61 | 2 | 1 | 35.22
| 1.8 | 2 | 110 |  |  |  |  | 396
BEAM 04 | 10.45 | 4 | 4 |  |  | 167.2
| 2.95 | 4 | 1 |  |  | 11.8
| 4.4 | 4 | 2 |  | 35.2
| 3.4 | 4 | 2 |  |  | 27.2
| 2.1 | 4 | 28 | [5 empty] | 235.2
| 2.1 | 4 | 40 |  |  |  |  | 336
TOTAL |  |  |  | 89.06 | 118.84 | 686.12 | 154.44 | 732 | 1012.2 | 0
| KG/M |  |  | 3.85 | 2.47 | 1.58 | 0.89 | 0.62 | 0.395 | 6.31
| TOTAL KGS |  |  | 342.881 | 293.5348 | 1084.0696 | 137.4516 | 453.84 | 399.819 | 0 | 2711.596
NO. OF BEAMS | LENGTH | SPACING | NO OF PIECES | 10MM | 12MM | 20MM | 16MM
T10 | 8.15 |  | 164 |  | 1336.6
1 | 3.9 |  | 112 |  | 436.8
1 | 3.9 |  | 202 | 787.8
1 | 5.1 |  | 164 |  | 836.4
1 | 1.85 |  | 112 |  | 207.2
T12 | 7.86 |  | 98 |  | 770.28
1 | 3.75 |  | 64 | 240
1 | 4.94 |  | 98 |  | 484.12
| 8.65 |  | 130 |  | 1124.5
| 7.94 |  | 98 |  | 778.12
| 3.76 |  | 64 | 240.64 | 240.64
|  | TOTAL LENGTH |  | 1268.44 | 6214.66 | 0 | 0
|  | KG/M |  | 0.62 | 0.89 | 2.47 | 1.58
|  | TOTAL KG |  | 786.4328 | 5531.0474 | 0 | 0 | 6317.4802

## STEEL BEAMS LG (hidden)
Description of Elements | ø of Bars | №of Bars | №of Elmts | Total № | Cutting length | Total Length | Code | A | B | C | D | T32 | T25 | T20 | T16 | T12 | T10 | T8
LOWER GROUND
BEAM 02 | 25 | 2 | 2 | 4 | 4.8 | 19.2 |  | 4.8 |  |  |  |  | 73.9776
| 16 | 4 | 2 | 8 | 21.8264 | 174.6109 |  | 18.13 | 0.2 | 0.2 | 3.2964 |  |  |  | 275.536
| 16 | 2 | 2 | 4 | 3.6 | 14.4 |  | 3.6 | [6 empty] | 22.7232
| 16 | 1 | 2 | 2 | 11.6 | 23.2 |  | 3.4 | 4.6 | 3.6 |  |  |  |  | 36.6096
| 12 | 2 | 2 | 4 | 21.4264 | 85.7055 |  | 18.13 |  |  | 3.2964 |  |  |  |  | 76.1064
| 8 | 92 | 2 | 184 | 1.9 | 349.6 |  | 1.8 | 0.1 | [8 empty] | 138.092
0
BEAM 04 | 25 | 3 | 1 | 3 | 3.6 | 10.8 |  | 3.6 |  |  |  |  | 41.6124
| 25 | 2 | 1 | 2 | 4.8 | 9.6 |  | 4.8 |  |  |  |  | 36.9888
| 20 | 2 | 1 | 2 | 8 | 16 |  | 3.4 | 4.6 |  |  |  |  | 39.456
| 16 | 4 | 1 | 4 | 21.8264 | 87.3055 |  | 18.13 | 0.2 | 0.2 | 3.2964 |  |  |  | 137.768
| 8 | 105 | 1 | 105 | 1.9 | 199.5 |  | 1.8 | 0.1 | [8 empty] | 78.8025
0
BEAM 13 | 25 | 3 | 1 | 3 | 39.56 | 118.68 |  | 12 | 6 | 10.94 | 10.62 |  | 457.274
| 25 | 2 | 1 | 2 | 13.57 | 27.14 |  | 7.57 | 6 |  |  |  | 104.5704
| 16 | 3 | 1 | 3 | 6.38 | 19.14 |  | 6.18 | 0.2 | [5 empty] | 30.2029
| 20 | 3 | 1 | 3 | 4.05 | 12.15 |  | 4.05 | [5 empty] | 29.9619
| 12 | 4 | 1 | 4 | 21.4264 | 85.7055 |  | 18.13 |  |  | 3.2964 |  |  |  |  | 76.1064
| 12 | 2 | 1 | 2 | 7.54 | 15.08 |  | 7.34 | 0.2 | [6 empty] | 13.391
| 12 | 6 | 1 | 6 | 10.54 | 63.24 |  | 10.54 | [7 empty] | 56.1571
| 8 | 61 | 1 | 61 | 2.6 | 158.6 |  | 2.4 | 0.2 | [8 empty] | 62.647
| 8 | 88 | 1 | 88 | 3.6 | 316.8 |  | 3.4 | 0.2 | [8 empty] | 125.136
0
BEAM 12 | 25 | 2 | 1 | 2 | 5.83 | 11.66 |  | 5.83 |  |  |  |  | 44.926
| 16 | 6 | 1 | 6 | 10.78 | 64.68 |  | 10.38 | 0.2 | 0.2 |  |  |  |  | 102.065
| 20 | 3 | 1 | 3 | 4.2 | 12.6 |  | 4.2 | [5 empty] | 31.0716
| 12 | 8 | 1 | 8 | 10.5 | 84 |  | 10.5 | [7 empty] | 74.592
| 8 | 70 | 1 | 70 | 2.3 | 161 |  | 2.1 | 0.2 | [8 empty] | 63.595
[5 empty] | 0 | 0
BEAM 30 | 16 | 6 | 1 | 6 | 7.04 | 42.24 |  | 7.04 | [6 empty] | 66.6547
| 12 | 10 | 1 | 10 | 6.64 | 66.4 |  | 6.64 | [7 empty] | 58.9632
| 8 | 32 | 1 | 32 | 2.8 | 89.6 |  | 2.6 | 0.2 | [8 empty] | 35.392
[5 empty] | 0 | 0
BEAM 15 | 16 | 5 | 1 | 5 | 4.04 | 20.2 |  | 3.84 | 0.2 | [5 empty] | 31.8756
| 8 | 17 | 1 | 17 | 1.8 | 30.6 |  | 1.6 | 0.2 | [8 empty] | 12.087
[5 empty] | 0 | 0
BEAM 19 | 16 | 3 | 1 | 3 | 67.1491 | 201.4473 |  | 56.48 | 0.2 | 0.2 | 10.2691 |  |  |  | 317.8838
| 16 | 3 | 1 | 3 | 52.92 | 158.76 |  | 26.52 | 26.2 | 0.2 |  |  |  |  | 250.5233
| 8 | 227 | 1 | 227 | 1.8 | 408.6 |  | 1.6 | 0.2 | [8 empty] | 161.397
0
BEAM 03 | 16 | 4 | 2 | 8 | 27.9364 | 223.4909 |  | 23.3 | 0.2 | 0.2 | 4.2364 |  |  |  | 352.6687
| 16 | 2 | 2 | 4 | 31.6 | 126.4 |  | 18 | 13.6 | [5 empty] | 199.4592
| 8 | 118 | 2 | 236 | 2 | 472 |  | 1.8 | 0.2 | [8 empty] | 186.44
BEAM 11 | 16 | 4 | 1 | 4 | 8.55 | 34.2 |  | 8.15 | 0.2 | 0.2 |  |  |  |  | 53.9676
| 16 | 1 | 1 | 1 | 3 | 3 |  | 3 | [6 empty] | 4.734
| 8 | 42 | 1 | 42 | 1.8 | 75.6 |  | 1.6 | 0.2 | [8 empty] | 29.862
BEAM 16 | 16 | 6 | 2 | 12 | 3.85 | 46.2 |  | 3.45 | 0.2 | 0.2 |  |  |  |  | 72.9036
| 8 | 15 | 2 | 30 | 1.8 | 54 |  | 1.6 | 0.2 | [8 empty] | 21.33
BEAM 10 | 16 | 4 | 1 | 4 | 7.08 | 28.32 |  | 7.08 | [6 empty] | 44.689
| 16 | 1 | 1 | 1 | 3 | 3 |  | 3 | [6 empty] | 4.734
| 8 | 33 | 1 | 33 | 1.8 | 59.4 |  | 1.6 | 0.2 | [8 empty] | 23.463
BEAM 01 | 25 | 3 | 6 | 18 | 3.6 | 64.8 |  | 3.6 |  |  |  |  | 249.6744
| 20 | 6 | 6 | 36 | 12.13 | 436.68 |  | 11.73 | 0.2 | 0.2 |  |  |  | 1076.8529
| 20 | 2 | 6 | 12 | 9.4 | 112.8 |  | 4.7 | 4.7 |  |  |  |  | 278.1648
| 10 | 74 | 6 | 444 | 1.8 | 799.2 |  | 1.6 | 0.2 | [7 empty] | 493.1064
BEAM 03 | 16 | 4 | 2 | 8 | 11.53 | 92.24 |  | 11.13 | 0.2 | 0.2 |  |  |  |  | 145.5547
| 16 | 2 | 2 | 4 | 12.4 | 49.6 |  | 9 | 3.4 | [5 empty] | 78.2688
| 8 | 57 | 2 | 114 | 2 | 228 |  | 1.8 | 0.2 | [8 empty] | 90.06
BEAM 09 | 16 | 4 | 12 | 48 | 3.85 | 184.8 |  | 3.45 | 0.2 | 0.2 |  |  |  |  | 291.6144
| 8 | 15 | 12 | 180 | 1.8 | 324 |  | 1.6 | 0.2 | [8 empty] | 127.98
BEAM 17 | 16 | 4 | 2 | 8 | 7.48 | 59.84 |  | 7.08 | 0.2 | 0.2 |  |  |  |  | 94.4275
| 12 | 8 | 2 | 16 | 6.68 | 106.88 |  | 6.68 | [7 empty] | 94.9094
| 8 | 43 | 2 | 86 | 2.3 | 197.8 |  | 2.1 | 0.2 | [8 empty] | 78.131
BEAM 05 | 16 | 4 | 1 | 4 | 24.3082 | 97.2327 |  | 20.23 | 0.2 | 0.2 | 3.6782 |  |  |  | 153.4332
| 12 | 4 | 1 | 4 | 23.9082 | 95.6327 |  | 20.23 |  |  | 3.6782 |  |  |  |  | 84.9219
| 8 | 103 | 1 | 103 | 1.9 | 195.7 |  | 1.7 | 0.2 | [8 empty] | 77.3015
BEAM 06 | 16 | 4 | 1 | 4 | 19.8173 | 79.2691 |  | 16.43 | 0.2 | 0.2 | 2.9873 |  |  |  | 125.0866
| 16 | 1 | 1 | 1 | 9 | 9 |  | 9 | [6 empty] | 14.202
| 8 | 67 | 1 | 67 | 1.8 | 120.6 |  | 1.6 | 0.2 | [8 empty] | 47.637
BEAM 07 | 16 | 4 | 1 | 4 | 19.8173 | 79.2691 |  | 16.43 | 0.2 | 0.2 | 2.9873 |  |  |  | 125.0866
| 16 | 1 | 1 | 1 | 6.5455 | 6.5455 |  | 3 | 3 |  | 0.54545 |  |  |  | 10.3287
| 16 | 2 | 1 | 2 | 3.5455 | 7.0909 |  | 3 |  |  | 0.54545 |  |  |  | 11.1895
| 12 | 4 | 1 | 4 | 19.4173 | 77.6691 |  | 16.43 |  |  | 2.9873 |  |  |  |  | 68.9702
| 8 | 84 | 1 | 84 | 1.9 | 159.6 |  | 1.7 | 0.2 | [8 empty] | 63.042
BEAM 18 | 16 | 4 | 2 | 8 | 6.88 | 55.04 |  | 6.48 | 0.2 | 0.2 |  |  |  |  | 86.8531
| 12 | 4 | 2 | 8 | 7.6582 | 61.2655 |  | 6.48 |  |  | 1.1782 |  |  |  |  | 54.4037
| 8 | 34 | 2 | 68 | 1.9 | 129.2 |  | 1.7 | 0.2 | [8 empty] | 51.034
BEAM 08 | 16 | 5 | 3 | 15 | 4.08 | 61.2 |  | 3.68 | 0.2 | 0.2 |  |  |  |  | 96.5736
| 8 | 16 | 3 | 48 | 1.8 | 86.4 |  | 1.6 | 0.2 | [8 empty] | 34.128
BEAM 28 | 16 | 4 | 1 | 4 | 7.48 | 29.92 |  | 7.08 | 0.2 | 0.2 |  |  |  |  | 47.2138
| 12 | 8 | 1 | 8 | 7.8945 | 63.1564 |  | 6.68 |  |  | 1.2145 |  |  |  |  | 56.0829
| 8 | 44 | 1 | 44 | 2.3 | 101.2 |  | 2.1 | 0.2 | [8 empty] | 39.974
BEAM 29 | 16 | 2 | 1 | 2 | 7.48 | 14.96 |  | 7.08 | 0.2 | 0.2 |  |  |  |  | 23.6069
| 25 | 3 | 6 | 18 | 7.48 | 134.64 |  | 7.08 | 0.2 | 0.2 |  |  | 518.7679
| 12 | 8 | 1 | 8 | 7.8945 | 63.1564 |  | 6.68 |  |  | 1.2145 |  |  |  |  | 56.0829
| 8 | 44 | 1 | 44 | 2.3 | 101.2 |  | 2.1 | 0.2 | [8 empty] | 39.974
BEAM 20 | 16 | 4 | 1 | 4 | 7.48 | 29.92 |  | 7.08 | 0.2 | 0.2 |  |  |  |  | 47.2138
| 16 | 1 | 1 | 1 | 3 | 3 |  | 3 | [6 empty] | 4.734
| 8 | 34 | 1 | 34 | 1.8 | 61.2 |  | 1.6 | 0.2 | [8 empty] | 24.174
BEAM 24 | 16 | 4 | 1 | 4 | 7.5 | 30 |  | 7.1 | 0.2 | 0.2 |  |  |  |  | 47.34
| 16 | 1 | 1 | 1 | 3 | 3 |  | 3 | [6 empty] | 4.734
| 8 | 33 | 1 | 33 | 1.8 | 59.4 |  | 1.6 | 0.2 | [8 empty] | 23.463
BEAM 26 | 16 | 5 | 1 | 5 | 8.59 | 42.95 |  | 8.19 | 0.2 | 0.2 |  |  |  |  | 67.7751
| 8 | 34 | 1 | 34 | 2.4 | 81.6 |  | 2.2 | 0.2 | [8 empty] | 32.232
BEAM 04X | 25 | 10 | 1 | 10 | 21.8264 | 218.2636 |  | 18.13 | 0.2 | 0.2 | 3.2964 |  | 840.9698
| 25 | 8 | 1 | 8 | 22.92 | 183.36 |  | 7 | 6.92 | 9 |  |  | 706.4861
| 12 | 8 | 1 | 8 | 21.4264 | 171.4109 |  | 18.13 |  |  | 3.2964 |  |  |  |  | 152.2129
| 10 | 284 | 1 | 284 | 2.4 | 681.6 |  | 2.2 | 0.2 | [7 empty] | 420.5472
0
BEAM 21 | 12 | 2 | 1 | 2 | 8.8 | 17.6 |  | 8.6 | 0.2 | [6 empty] | 15.6288
| 12 | 8 | 1 | 8 | 10.44 | 83.52 |  | 10.44 | [7 empty] | 74.1658
| 16 | 3 | 1 | 3 | 21.6264 | 64.8791 |  | 18.13 | 0.2 |  | 3.2964 |  |  |  | 102.3792
| 16 | 2 | 1 | 2 | 10.84 | 21.68 |  | 10.84 | [6 empty] | 34.211
| 20 | 3 | 1 | 3 | 10.73 | 32.19 |  | 10.53 | 0.2 |  |  |  |  | 79.3805
| 8 | 41 | 1 | 41 | 1.8 | 73.8 |  | 1.6 | 0.2 | [7 empty] | 45.5346
| 8 | 70 | 1 | 70 | 2.8 | 196 |  | 2.6 | 0.2 | [8 empty] | 77.42
0
BEAM 23 | 16 | 4 | 1 | 4 | 7.35 | 29.4 |  | 6.95 | 0.2 | 0.2 |  |  |  |  | 46.3932
| 8 | 32 | 1 | 32 | 1.8 | 57.6 |  | 1.6 | 0.2 | [8 empty] | 22.752
BEAM 22 | 12 | 6 | 1 | 6 | 12.3855 | 74.3127 |  | 10.48 |  |  | 1.9055 |  |  |  |  | 65.9897
| 25 | 2 | 1 | 2 | 6.8 | 13.6 |  | 3.4 | 3.4 |  |  |  | 52.4008
| 16 | 3 | 1 | 3 | 10.17 | 30.51 |  | 10.17 | [6 empty] | 48.1448
| 16 | 2 | 1 | 2 | 7.33 | 14.66 |  | 7.13 | 0.2 | [5 empty] | 23.1335
| 20 | 2 | 1 | 2 | 19.23 | 38.46 |  | 10.63 | 0.2 | 8.4 |  |  |  | 94.8424
| 20 | 3 | 1 | 3 | 4.65 | 13.95 |  | 4.65 | [5 empty] | 34.4007
| 8 | 60 | 1 | 60 | 2.2 | 132 |  | 2.1 | 0.1 | [8 empty] | 52.14
| 10 | 105 | 1 | 105 | 2.7 | 283.5 |  | 2.6 | 0.1 | [7 empty] | 174.9195
0
BEAM 25 | 16 | 5 | 1 | 5 | 3.95 | 19.75 |  | 3.55 | 0.2 | 0.2 |  |  |  |  | 31.1655
| 8 | 15 | 1 | 15 | 1.8 | 27 |  | 1.6 | 0.2 | [8 empty] | 10.665
[13 empty] | 3127.6482 | 1664.1308 | 3765.6617 | 1078.6843 | 1134.1077 | 1830.351
12600.5837
12.6006
163.8076
6.5523

## SLAB STEEL LG (hidden)
Bar Mark | ø of Bars | №of Bars | №of Elmts | Total № | Cutting length | Total Length | Code | A | B | C | D | T32 | T25 | T20 | T16 | T12 | T10
17 | 10 | 60 | 1 | 60 | 3.53 | 211.8 |  | 3.53 | [8 empty] | 130.6806
16 | 10 | 60 | 1 | 60 | 2.5 | 150 |  | 2.5 | [8 empty] | 92.55
27 | 10 | 38 | 1 | 38 | 12 | 456 |  | 12 | [8 empty] | 281.352
33 | 10 | 20 | 1 | 20 | 10.6 | 212 |  | 10.6 | [8 empty] | 130.804
33 | 10 | 20 | 1 | 20 | 6.97 | 139.4 |  | 6.97 | [8 empty] | 86.0098
28 | 10 | 38 | 1 | 38 | 8.9 | 338.2 |  | 8.9 | [8 empty] | 208.6694
29 | 10 | 38 | 1 | 38 | 12 | 456 |  | 12 | [8 empty] | 281.352
33 | 10 | 20 | 1 | 20 | 11.8 | 236 |  | 11.8 | [8 empty] | 145.612
33 | 10 | 20 | 1 | 20 | 5.61 | 112.2 |  | 5.61 | [8 empty] | 69.2274
30 | 10 | 38 | 1 | 38 | 5.73 | 217.74 |  | 5.73 | [8 empty] | 134.3456
31 | 10 | 38 | 1 | 38 | 8.9 | 338.2 |  | 8.9 | [8 empty] | 208.6694
33 | 10 | 20 | 1 | 20 | 7 | 140 |  | 7 | [8 empty] | 86.38
32 | 10 | 38 | 1 | 38 | 12 | 456 |  | 12 | [8 empty] | 281.352
33 | 10 | 20 | 1 | 20 | 10.6 | 212 |  | 10.6 | [8 empty] | 130.804
33 | 10 | 20 | 1 | 20 | 6.8 | 136 |  | 6.8 | [8 empty] | 83.912
16 | 10 | 60 | 1 | 60 | 2.45 | 147 |  | 2.45 | [8 empty] | 90.699
17 | 10 | 60 | 1 | 60 | 3.6 | 216 |  | 3.6 | [8 empty] | 133.272
1 | 12 | 103 | 1 | 103 | 7.53 | 775.59 |  | 7.53 | [7 empty] | 688.7239
2 | 12 | 103 | 1 | 103 | 7.53 | 775.59 |  | 7.53 | [7 empty] | 688.7239
11 | 12 | 63 | 1 | 63 | 9.73 | 612.99 |  | 9.73 | [7 empty] | 544.3351
12 | 12 | 63 | 1 | 63 | 9.73 | 612.99 |  | 9.73 | [7 empty] | 544.3351
8 | 12 | 63 | 1 | 63 | 9.45 | 595.35 |  | 9.45 | [7 empty] | 528.6708
9 | 12 | 63 | 1 | 63 | 9.45 | 595.35 |  | 9.45 | [7 empty] | 528.6708
18 | 12 | 34 | 1 | 34 | 3.1 | 105.4 |  | 3.1 | [7 empty] | 93.5952
19 | 12 | 34 | 1 | 34 | 3.1 | 105.4 |  | 3.1 | [7 empty] | 93.5952
6 | 12 | 9 | 1 | 9 | 10.45 | 94.05 |  | 10.45 | [7 empty] | 83.5164
4 | 12 | 36 | 1 | 36 | 6.1 | 219.6 |  | 6.1 | [7 empty] | 195.0048
5 | 12 | 36 | 1 | 36 | 6.1 | 219.6 |  | 6.1 | [7 empty] | 195.0048
3 | 12 | 60 | 1 | 60 | 7.3 | 438 |  | 7.3 | [7 empty] | 388.944
11 | 12 | 63 | 1 | 63 | 5.47 | 344.61 |  | 5.47 | [7 empty] | 306.0137
12 | 12 | 63 | 1 | 63 | 5.47 | 344.61 |  | 5.47 | [7 empty] | 306.0137
10 | 12 | 63 | 1 | 63 | 3.7 | 233.1 |  | 3.7 | [7 empty] | 206.9928
8 | 12 | 63 | 1 | 63 | 5.47 | 344.61 |  | 5.47 | [7 empty] | 306.0137
9 | 12 | 63 | 1 | 63 | 5.47 | 344.61 |  | 5.47 | [7 empty] | 306.0137
14 | 12 | 7 | 1 | 7 | 9.47 | 66.29 |  | 9.47 | [7 empty] | 58.8655
4 | 12 | 36 | 1 | 36 | 4.1 | 147.6 |  | 4.1 | [7 empty] | 131.0688
5 | 12 | 36 | 1 | 36 | 4.1 | 147.6 |  | 4.1 | [7 empty] | 131.0688
13 | 12 | 30 | 1 | 30 | 7.82 | 234.6 |  | 7.82 | [7 empty] | 208.3248
15 | 12 | 37 | 1 | 37 | 4.29 | 158.73 |  | 4.29 | [7 empty] | 140.9522
7 | 12 | 36 | 1 | 36 | 8.48 | 305.28 |  | 8.48 | [7 empty] | 271.0886
20 | 12 | 15 | 1 | 15 | 2.34 | 35.1 |  | 2.34 | [7 empty] | 31.1688
24 | 12 | 255 | 1 | 255 | 7.28 | 1856.4 |  | 7.28 | [7 empty] | 1648.4832
25 | 12 | 255 | 1 | 255 | 6.35 | 1619.25 |  | 6.35 | [7 empty] | 1437.894
22 | 12 | 36 | 1 | 36 | 7 | 252 |  | 7 | [7 empty] | 223.776
23 | 12 | 36 | 1 | 36 | 8.45 | 304.2 |  | 8.45 | [7 empty] | 270.1296
21 | 12 | 21 | 1 | 21 | 6.8 | 142.8 |  | 6.8 | [7 empty] | 126.8064
8 | 12 | 63 | 1 | 63 | 9.45 | 595.35 |  | 9.45 | [7 empty] | 528.6708
9 | 12 | 63 | 1 | 63 | 9.45 | 595.35 |  | 9.45 | [7 empty] | 528.6708
11 | 12 | 63 | 1 | 63 | 9.73 | 612.99 |  | 9.73 | [7 empty] | 544.3351
12 | 12 | 63 | 1 | 63 | 9.73 | 612.99 |  | 9.73 | [7 empty] | 544.3351
19 | 12 | 34 | 1 | 34 | 2.82 | 95.88 |  | 2.82 | [7 empty] | 85.1414
18 | 12 | 34 | 1 | 34 | 3.1 | 105.4 |  | 3.1 | [7 empty] | 93.5952
10 | 12 | 63 | 1 | 63 | 3.7 | 233.1 |  | 3.7 | [7 empty] | 206.9928
3 | 12 | 68 | 1 | 68 | 7.3 | 496.4 |  | 7.3 | [7 empty] | 440.8032
4 | 12 | 37 | 1 | 37 | 6.1 | 225.7 |  | 6.1 | [7 empty] | 200.4216
1 | 12 | 103 | 1 | 103 | 7.53 | 775.59 |  | 7.53 | [7 empty] | 688.7239
2 | 12 | 103 | 1 | 103 | 7.53 | 775.59 |  | 7.53 | [7 empty] | 688.7239
1 | 12 | 206 | 1 | 206 | 3.6 | 741.6 |  | 3.6 | [7 empty] | 658.5408
[12 empty] | 0 | 0 | 0 | 0 | 15892.7491 | 2575.6912

## SLAB STEEL MG) (hidden)
Bar Mark | ø of Bars | №of Bars | №of Elmts | Total № | Cutting length | Total Length | Code | A | B | C | D | T32 | T25 | T20 | T16 | T12 | T10
6 | 10 | 14 | 2 | 28 | 4.55 | 127.4 |  | 4.55 | [8 empty] | 78.6058
5 | 10 | 12 | 2 | 24 | 2 | 48 |  | 2 | [8 empty] | 29.616
7 | 10 | 12 | 2 | 24 | 2.4 | 57.6 |  | 2.4 | [8 empty] | 35.5392
11 | 10 | 7 | 2 | 14 | 8.1 | 113.4 |  | 8.1 | [8 empty] | 69.9678
11 | 10 | 7 | 2 | 14 | 8.1 | 113.4 |  | 8.1 | [8 empty] | 69.9678
10 | 10 | 47 | 2 | 94 | 4.5 | 423 |  | 4.5 | [8 empty] | 260.991
17 | 10 | 54 | 1 | 54 | 4.5 | 243 |  | 4.5 | [8 empty] | 149.931
1 | 12 | 31 | 2 | 62 | 10.52 | 652.24 |  | 10.52 | [7 empty] | 579.1891
2 | 12 | 31 | 2 | 62 | 10.52 | 652.24 |  | 10.52 | [7 empty] | 579.1891
1 | 12 | 31 | 2 | 62 | 3.6 | 223.2 |  | 3.6 | [7 empty] | 198.2016
2 | 12 | 31 | 2 | 62 | 3.6 | 223.2 |  | 3.6 | [7 empty] | 198.2016
3 | 12 | 31 | 2 | 62 | 4.8 | 297.6 |  | 4.8 | [7 empty] | 264.2688
4 | 12 | 31 | 2 | 62 | 4.8 | 297.6 |  | 4.8 | [7 empty] | 264.2688
3 | 12 | 31 | 2 | 62 | 9.9 | 613.8 |  | 9.9 | [7 empty] | 545.0544
4 | 12 | 31 | 2 | 62 | 9.9 | 613.8 |  | 9.9 | [7 empty] | 545.0544
9 | 12 | 45 | 2 | 90 | 9.5 | 855 |  | 9.5 | [7 empty] | 759.24
8 | 12 | 38 | 2 | 76 | 9.6 | 729.6 |  | 9.6 | [7 empty] | 647.8848
8 | 12 | 38 | 2 | 76 | 3.8 | 288.8 |  | 3.8 | [7 empty] | 256.4544
12 | 12 | 31 | 1 | 31 | 8.9 | 275.9 |  | 8.9 | [7 empty] | 244.9992
13 | 12 | 31 | 1 | 31 | 8.9 | 275.9 |  | 8.9 | [7 empty] | 244.9992
12 | 12 | 31 | 1 | 31 | 5.2 | 161.2 |  | 5.2 | [7 empty] | 143.1456
13 | 12 | 31 | 1 | 31 | 5.2 | 161.2 |  | 5.2 | [7 empty] | 143.1456
12 | 12 | 31 | 1 | 31 | 8.9 | 275.9 |  | 8.9 | [7 empty] | 244.9992
13 | 12 | 31 | 1 | 31 | 8.9 | 275.9 |  | 8.9 | [7 empty] | 244.9992
12 | 12 | 31 | 1 | 31 | 5.2 | 161.2 |  | 5.2 | [7 empty] | 143.1456
13 | 12 | 31 | 1 | 31 | 5.2 | 161.2 |  | 5.2 | [7 empty] | 143.1456
14 | 12 | 31 | 1 | 31 | 3.2 | 99.2 |  | 3.2 | [7 empty] | 88.0896
16 | 12 | 34 | 1 | 34 | 9.6 | 326.4 |  | 9.6 | [7 empty] | 289.8432
15 | 12 | 50 | 1 | 50 | 9.5 | 475 |  | 9.5 | [7 empty] | 421.8
16 | 12 | 34 | 1 | 34 | 3.8 | 129.2 |  | 3.8 | [7 empty] | 114.7296
| 12 | 36 | 1 | 36 | 3.75 | 135 |  | 3.75 | [7 empty] | 119.88
[12 empty] | 0 | 0 | 0 | 0 | 7423.9286 | 694.6186